## Contents
Content
1. | Key economic figures
2. | Fuel and CO2 emission prices
3. | Electricity prices
4. | Electricity consumption
5. | Power consumption
6. | Power stations - overview
7. | Power stations - capacity
8. | Solar cells
9. | Wind turbines
10. | International connections
11. | Gas data
12. | Gas connections
13. | District heating

## Key economic figures
Key economic figures
A. Development in economic figures
Development in economic figures | Unit | 2017 | 2018 | 2019 | 2020 | 2021 | 2022 | 2023 | 2024 | 2025 | 2026 | 2027 | 2028 | 2029 | 2030 | 2031 | 2032 | 2033 | 2034 | 2035 | 2036 | 2037 | 2038 | 2039 | 2040
Real GDP, annual growth | pc | 1.499% | 1.743% | 1.722% | 2.028% | 1.401% | 1.867% | 1.369% | 1.246% | 1.158% | 1.147% | 1.113% | 1.009% | 0.8222% | 1.574% | 0.8546% | 0.9344% | 0.6925% | 0.5772% | 1.513% | 0.6505% | 0.9823% | 0.9053% | 0.8156% | 1.536%
10-year Danish government bond yield (end of year) | pc | 0.749% | 1.105% | 1.6% | 2.2% | 2.6% | 3.1% | 3.6% | 3.94% | 4.41% | 4.44% | 4.46% | 4.48% | 4.49% | 4.5% | 4.5% | 4.5% | 4.5% | 4.5% | 4.5% | 4.5% | 4.5% | 4.5% | 4.5% | 4.5%
Net price index (2017=1) | index | 1 | 1.0163 | 1.0307 | 1.0486 | 1.0682 | 1.0884 | 1.109 | 1.1297 | 1.1511 | 1.1734 | 1.1961 | 1.2193 | 1.2428 | 1.2665 | 1.2911 | 1.3162 | 1.3417 | 1.3676 | 1.3938 | 1.4207 | 1.4479 | 1.4757 | 1.5039 | 1.5324
Net price index, annual growth | pc | 1.536% | 1.625% | 1.419% | 1.739% | 1.869% | 1.89% | 1.898% | 1.868% | 1.887% | 1.936% | 1.94% | 1.938% | 1.924% | 1.908% | 1.948% | 1.939% | 1.936% | 1.935% | 1.913% | 1.928% | 1.921% | 1.914% | 1.915% | 1.897%
BVT deflator (2017=1) | index | 1 | 1.0178 | 1.0298 | 1.0499 | 1.067 | 1.0852 | 1.1062 | 1.128 | 1.1499 | 1.173 | 1.1965 | 1.2204 | 1.2444 | 1.2687 | 1.2941 | 1.3197 | 1.3458 | 1.3724 | 1.3993 | 1.4267 | 1.4545 | 1.4827 | 1.5115 | 1.5408
BVT deflator, annual growth | pc | 1.629% | 1.777% | 1.181% | 1.954% | 1.625% | 1.708% | 1.934% | 1.974% | 1.936% | 2.015% | 2.002% | 1.996% | 1.97% | 1.951% | 1.998% | 1.983% | 1.977% | 1.97% | 1.963% | 1.956% | 1.949% | 1.945% | 1.94% | 1.937%
Reference: Danish Ministry of Economic Affairs and the Interior's Denmark's Convergence Programme 2017.
B. Real socioeconomic calculation interest rate
Real socio-economic calculation interest rate | Unit | Value
Year 0 - 35 | pc | 4%
Year 36 - 70 | pc | 3%
Year 70 and following years | pc | 2%
Reference: Danish Ministry of Finance and Danish Energy Agency.
C. Exchange rates
Exchange rates | Unit | 2017 | 2018 | 2019 | 2020 | 2021 | 2022 | 2023 | 2024 | 2025 | 2026 | 2027 | 2028 | 2029 | 2030 | 2031 | 2032 | 2033 | 2034 | 2035 | 2036 | 2037 | 2038 | 2039 | 2040
Dollar | DKK/USD | 6.932 | 6.89 | 6.8 | 6.7 | 6.61 | 6.52 | 6.43 | 6.34 | 6.25 | 6.25 | 6.25 | 6.25 | 6.25 | 6.25 | 6.25 | 6.25 | 6.25 | 6.25 | 6.25 | 6.25 | 6.25 | 6.25 | 6.25 | 6.25
Euro | DKK/EUR | 7.439 | 7.439 | 7.439 | 7.439 | 7.439 | 7.439 | 7.439 | 7.439 | 7.439 | 7.439 | 7.439 | 7.439 | 7.439 | 7.439 | 7.439 | 7.439 | 7.439 | 7.439 | 7.439 | 7.439 | 7.439 | 7.439 | 7.439 | 7.439
Reference: Danish Ministry of Economic Affairs and the Interior's Denmark's Convergence Programme 2017.

## Fuel and CO2 emission prices
Fuel prices and CO2 emission allowance prices
A. Coal, crude oil og natural gas
Danish import prices (2017 prices) | Unit | Figure text | 2017 | 2018 | 2019 | 2020 | 2021 | 2022 | 2023 | 2024 | 2025 | 2026 | 2027 | 2028 | 2029 | 2030 | 2031 | 2032 | 2033 | 2034 | 2035 | 2036 | 2037 | 2038 | 2039 | 2040
Coal | DKK/GJ | Coal | 19.4493 | 17.4719 | 16.0662 | 15.4126 | 15.4371 | 15.5994 | 15.8693 | 16.4024 | 16.9692 | 17.5978 | 18.2638 | 18.9652 | 19.7033 | 20.4766 | 20.6158 | 20.7438 | 20.8602 | 20.9661 | 21.0601 | 21.1455 | 21.2211 | 21.2867 | 21.3436 | 21.3901
Crude oil | DKK/GJ | Crude oil | 64.21 | 62.0322 | 59.2799 | 60.6094 | 64.6978 | 69.8312 | 75.5714 | 81.835 | 88.6096 | 96.0358 | 103.9565 | 112.3428 | 121.1866 | 130.4652 | 132.4693 | 134.3599 | 136.1359 | 137.8054 | 139.3609 | 140.8256 | 142.1917 | 143.4596 | 144.6394 | 145.7196
Natural gas (LHV) | DKK/GJ | Natural gas | 25.8703 | 26.7351 | 26.6021 | 27.4523 | 29.2115 | 32.0137 | 35.2408 | 38.856 | 42.7889 | 47.1164 | 51.7486 | 56.6677 | 61.8674 | 67.334 | 69.1721 | 70.9461 | 72.6552 | 74.304 | 75.8882 | 76.7157 | 77.4874 | 78.2034 | 78.8696 | 79.4794
Reference: Own projections. Forward prices are from ICE (API2 Rotterdam Coal Futures og Brent Crude Futures) og ICE Endex (German Gaspool Gas Futures). Longterm prices are from IEA (World Energy Outlook 2016, "New Policies Scenario").
Danish prices at consumption site (2017 prices) | Unit |  | 2017 | 2018 | 2019 | 2020 | 2021 | 2022 | 2023 | 2024 | 2025 | 2026 | 2027 | 2028 | 2029 | 2030 | 2031 | 2032 | 2033 | 2034 | 2035 | 2036 | 2037 | 2038 | 2039 | 2040
At central plant
Coal | DKK/GJ | Coal | 19.8146 | 17.8373 | 16.4316 | 15.7779 | 15.8025 | 15.9648 | 16.2346 | 16.7677 | 17.3346 | 17.9632 | 18.6292 | 19.3306 | 20.0687 | 20.8419 | 20.9812 | 21.1092 | 21.2256 | 21.3315 | 21.4254 | 21.5109 | 21.5865 | 21.652 | 21.709 | 21.7554
Fuel oil | DKK/GJ | Fuel oil | 48.4573 | 46.2795 | 43.5272 | 44.8567 | 48.9451 | 54.0785 | 59.8188 | 66.0823 | 72.8569 | 80.2831 | 88.2038 | 96.5902 | 105.4339 | 114.7126 | 116.7166 | 118.6072 | 120.3832 | 122.0527 | 123.6082 | 125.0729 | 126.439 | 127.7069 | 128.8867 | 129.9669
Gas oil | DKK/GJ | Gas oil | 87.348 | 85.1702 | 82.4179 | 83.7474 | 87.8358 | 92.9692 | 98.7095 | 104.973 | 111.7476 | 119.1738 | 127.0945 | 135.4809 | 144.3246 | 153.6033 | 155.6073 | 157.4979 | 159.2739 | 160.9434 | 162.4989 | 163.9636 | 165.3297 | 166.5976 | 167.7774 | 168.8576
Natural gas (LHV, incl. sunk costs) | DKK/GJ | Natural gas | 28.5362 | 29.401 | 29.268 | 30.1181 | 31.8773 | 34.6796 | 37.9066 | 41.5219 | 45.4548 | 49.7823 | 54.4145 | 59.3335 | 64.5333 | 69.9998 | 71.838 | 73.612 | 75.3211 | 76.9698 | 78.5541 | 79.3816 | 80.1532 | 80.8693 | 81.5354 | 82.1452
Natural gas (LHV, excl. sunk costs) | DKK/GJ | Natural gas (excl. sunk costs) | 27.1431 | 28.0079 | 27.8749 | 28.725 | 30.4842 | 33.2865 | 36.5135 | 40.1288 | 44.0617 | 48.3892 | 53.0214 | 57.9404 | 63.1402 | 68.6067 | 70.4449 | 72.2189 | 73.928 | 75.5768 | 77.161 | 77.9885 | 78.7601 | 79.4762 | 80.1423 | 80.7521
At local plant
Gas oil | DKK/GJ |  | 100.0345 | 97.8567 | 95.1045 | 96.4339 | 100.5224 | 105.6557 | 111.396 | 117.6596 | 124.4341 | 131.8603 | 139.781 | 148.1674 | 157.0111 | 166.2898 | 168.2938 | 170.1844 | 171.9605 | 173.6299 | 175.1854 | 176.6501 | 178.0163 | 179.2842 | 180.4639 | 181.5441
Natural gas | DKK/GJ |  | 35.478 | 36.3428 | 36.2098 | 37.06 | 38.8192 | 41.6214 | 44.8485 | 48.4637 | 52.3966 | 56.7241 | 61.3563 | 66.2754 | 71.4751 | 76.9417 | 78.7798 | 80.5538 | 82.2629 | 83.9117 | 85.4959 | 86.3234 | 87.0951 | 87.8111 | 88.4773 | 89.0871
Natural gas (excl. sunk costs) | DKK/GJ |  | 28.607 | 29.4718 | 29.3388 | 30.1889 | 31.9481 | 34.7504 | 37.9774 | 41.5927 | 45.5256 | 49.8531 | 54.4853 | 59.4043 | 64.6041 | 70.0706 | 71.9088 | 73.6828 | 75.3919 | 77.0407 | 78.6249 | 79.4524 | 80.224 | 80.9401 | 81.6062 | 82.216
Reference: Price additions (refinery and transport costs etc.) are from the Danish Energy Agency's socio-economic assumptions, May 2017.
B. Wood pellets, wood chips and straw
Danish import prices (2017 prices) | Unit |  | 2017 | 2018 | 2019 | 2020 | 2021 | 2022 | 2023 | 2024 | 2025 | 2026 | 2027 | 2028 | 2029 | 2030 | 2031 | 2032 | 2033 | 2034 | 2035 | 2036 | 2037 | 2038 | 2039 | 2040
Wood chips | DKK/GJ |  | 46.8434 | 46.9179 | 46.9749 | 47.2129 | 47.6616 | 48.1647 | 48.7008 | 49.267 | 49.8675 | 50.4327 | 51.0236 | 51.6381 | 52.2746 | 52.9314 | 53.1959 | 53.4549 | 53.7084 | 53.9566 | 54.1996 | 54.4394 | 54.6742 | 54.9039 | 55.1288 | 55.3488
Wood pellets | DKK/GJ |  | 62.5958 | 62.541 | 62.4568 | 62.6463 | 63.0415 | 63.5148 | 64.0324 | 64.5887 | 65.1892 | 65.8153 | 66.479 | 67.1774 | 67.9078 | 68.6682 | 68.8774 | 69.0778 | 69.2696 | 69.4529 | 69.6279 | 69.7912 | 69.9466 | 70.0942 | 70.2341 | 70.3666
Reference: Ea Energianalyse, Danish Energy Agency and own projections.
Danish prices at consumption site (2017 prices) | Unit |  | 2017 | 2018 | 2019 | 2020 | 2021 | 2022 | 2023 | 2024 | 2025 | 2026 | 2027 | 2028 | 2029 | 2030 | 2031 | 2032 | 2033 | 2034 | 2035 | 2036 | 2037 | 2038 | 2039 | 2040
At central plant
Straw | DKK/GJ |  | 42.2259 | 42.2862 | 42.331 | 42.5365 | 42.9214 | 43.3544 | 43.8166 | 44.3051 | 44.8238 | 45.3162 | 45.8313 | 46.3672 | 46.9224 | 47.4955 | 47.723 | 47.9457 | 48.1635 | 48.3766 | 48.5851 | 48.7904 | 48.9912 | 49.1876 | 49.3796 | 49.5674
Wood chips | DKK/GJ |  | 49.3293 | 49.3998 | 49.4521 | 49.6922 | 50.1419 | 50.6477 | 51.1876 | 51.7583 | 52.3643 | 52.9395 | 53.5412 | 54.1673 | 54.8158 | 55.4853 | 55.7512 | 56.0113 | 56.2658 | 56.5147 | 56.7583 | 56.9981 | 57.2327 | 57.4621 | 57.6865 | 57.9059
Wood pellets | DKK/GJ |  | 64.7818 | 64.719 | 64.6261 | 64.8136 | 65.2112 | 65.6886 | 66.2114 | 66.7737 | 67.3811 | 68.0141 | 68.6854 | 69.392 | 70.1312 | 70.9009 | 71.1074 | 71.305 | 71.4937 | 71.6736 | 71.8451 | 72.0053 | 72.1575 | 72.3016 | 72.438 | 72.5666
At local plant
Straw | DKK/GJ |  | 40.5369 | 40.5948 | 40.6378 | 40.835 | 41.2046 | 41.6203 | 42.0639 | 42.5329 | 43.0309 | 43.5036 | 43.998 | 44.5125 | 44.912 | 45.2585 | 45.4129 | 45.5653 | 45.7157 | 45.8643 | 46.011 | 46.1501 | 46.2875 | 46.4232 | 46.5573 | 46.6898
Wood chips | DKK/GJ |  | 48.6444 | 48.7942 | 48.9366 | 49.1568 | 49.4793 | 49.8235 | 50.1798 | 50.5467 | 50.9255 | 51.2978 | 51.6794 | 52.0695 | 52.4673 | 52.8721 | 53.0525 | 53.2305 | 53.4062 | 53.5798 | 53.7511 | 53.9137 | 54.0742 | 54.2327 | 54.3894 | 54.5442
Wood pellets | DKK/GJ |  | 69.2401 | 69.1582 | 69.043 | 69.24 | 69.6667 | 70.182 | 70.7475 | 71.3566 | 72.0155 | 72.7038 | 73.4342 | 74.2033 | 75.0081 | 75.8463 | 76.0675 | 76.2789 | 76.4804 | 76.6725 | 76.8551 | 77.0257 | 77.1874 | 77.3404 | 77.4848 | 77.6208
Reference: Ea Energianalyse, Danish Energy Agency and own projections.
C. CO2 emission allowances
CO2 emission allowances (2017 prices) | Unit |  | 2017 | 2018 | 2019 | 2020 | 2021 | 2022 | 2023 | 2024 | 2025 | 2026 | 2027 | 2028 | 2029 | 2030 | 2031 | 2032 | 2033 | 2034 | 2035 | 2036 | 2037 | 2038 | 2039 | 2040
CO2 emission allowances | DKK/ton |  | 35.484 | 35.082 | 34.7825 | 43.3289 | 54.5713 | 68.0283 | 83.7333 | 101.4255 | 120.8267 | 142.2292 | 165.2214 | 189.7073 | 215.6338 | 242.9256 | 253.6283 | 263.8474 | 273.589 | 282.8778 | 291.705 | 300.1279 | 308.1366 | 315.7378 | 322.9603 | 329.7831
Reference: Own projections. Forward prices are from EEX (European Emission Allowances Futures). Long-term prices are from IEA (World Energy Outlook 2016, "New Policies Scenario").
D. Tax rates - emission of sulfur dioxide and nitrogen oxide to air
Tax rates (2017 prices) | Unit |  | 2017 | 2018 | 2019 | 2020 | 2021 | 2022 | 2023 | 2024 | 2025 | 2026 | 2027 | 2028 | 2029 | 2030 | 2031 | 2032 | 2033 | 2034 | 2035 | 2036 | 2037 | 2038 | 2039 | 2040
Sulfur dioxide | DKK/kg |  | 11.7 | 11.7 | 11.7 | 11.7 | 11.7 | 11.7 | 11.7 | 11.7 | 11.7 | 11.7 | 11.7 | 11.7 | 11.7 | 11.7 | 11.7 | 11.7 | 11.7 | 11.7 | 11.7 | 11.7 | 11.7 | 11.7 | 11.7 | 11.7
Nitrogen oxide | DKK/kg |  | 5.1 | 5.1 | 5.1 | 5.1 | 5.1 | 5.1 | 5.1 | 5.1 | 5.1 | 5.1 | 5.1 | 5.1 | 5.1 | 5.1 | 5.1 | 5.1 | 5.1 | 5.1 | 5.1 | 5.1 | 5.1 | 5.1 | 5.1 | 5.1
Reference: The Danish Ministry of Taxation.
E. Figures
Analysis assumptions 2016 (AF2016) for comparison
Danish prices at consumption site (2017 prices) | Unit | Figure text | 2017 | 2018 | 2019 | 2020 | 2021 | 2022 | 2023 | 2024 | 2025 | 2026 | 2027 | 2028 | 2029 | 2030 | 2031 | 2032 | 2033 | 2034 | 2035 | 2036 | 2037 | 2038 | 2039 | 2040
At central plant
Coal | DKK/GJ | Coal - AF2016 | 10.8004 | 10.2286 | 10.7241 | 11.6706 | 12.778 | 13.9218 | 15.0971 | 16.3028 | 17.5342 | 18.7873 | 20.0588 | 21.3428 | 22.6398 | 23.9584 | 24.165 | 24.3522 | 24.5229 | 24.6795 | 24.8236 | 24.9541 | 25.073 | 25.1794 | 25.2746 | 25.3594
Fuel oil | DKK/GJ | Fuel oil - AF2016 | 38.4762 | 39.8306 | 42.7094 | 45.5663 | 49.2847 | 53.6525 | 58.6202 | 64.1554 | 70.2123 | 76.7484 | 83.7266 | 91.0961 | 98.8391 | 106.98 | 109.0761 | 111.0331 | 112.8668 | 114.5915 | 116.2162 | 117.7365 | 119.1644 | 120.4954 | 121.7381 | 122.8976
Gas oil | DKK/GJ | Gas oil - AF2016 | 69.2854 | 70.6398 | 73.5185 | 76.3754 | 80.0938 | 84.4616 | 89.4293 | 94.9646 | 101.0215 | 107.5576 | 114.5357 | 121.9052 | 129.6483 | 137.7891 | 139.8852 | 141.8422 | 143.6759 | 145.4006 | 147.0253 | 148.5456 | 149.9735 | 151.3045 | 152.5472 | 153.7067
Natural gas | DKK/GJ | Natural gas - AF2016 | 27.1194 | 27.3882 | 28.4776 | 28.9723 | 30.7077 | 32.8303 | 35.3108 | 38.1299 | 41.2605 | 44.6776 | 48.3593 | 52.2757 | 56.416 | 60.7936 | 61.7868 | 62.7083 | 63.567 | 64.3707 | 65.1244 | 65.8253 | 66.48 | 67.0858 | 67.6472 | 68.1671
Natural gas (excl. sunk costs) | DKK/GJ | Natural gas (excl. sunk costs) - AF2016
Straw | DKK/GJ | Straw - AF2016 | 42.7977 | 43.1058 | 43.414 | 43.7222 | 44.2925 | 44.8629 | 45.4333 | 46.0036 | 46.574 | 47.278 | 47.9819 | 48.6858 | 49.3898 | 50.0937 | 50.5134 | 50.9331 | 51.3528 | 51.7726 | 52.1923 | 52.5849 | 52.9775 | 53.3701 | 53.7627 | 54.1553
Wood chips | DKK/GJ | Wood chips - AF2016 | 49.9973 | 50.3573 | 50.7173 | 51.0773 | 51.7436 | 52.4099 | 53.0763 | 53.7426 | 54.4089 | 55.2313 | 56.0536 | 56.876 | 57.6983 | 58.5207 | 59.011 | 59.5013 | 59.9916 | 60.482 | 60.9723 | 61.4309 | 61.8896 | 62.3483 | 62.8069 | 63.2656
Wood pellets | DKK/GJ | Wood pellets - AF2016 | 66.6141 | 66.744 | 66.8739 | 67.0038 | 67.5294 | 68.0549 | 68.5804 | 69.1059 | 69.6314 | 70.3598 | 71.0883 | 71.8168 | 72.5452 | 73.2737 | 73.6269 | 73.9802 | 74.3334 | 74.6866 | 75.0399 | 75.353 | 75.6662 | 75.9793 | 76.2925 | 76.6056
At local plant
Gas oil | DKK/GJ | Gas oil - AF2016
Natural gas | DKK/GJ | Natural gas - AF2016 | 32.7443 | 33.013 | 34.1025 | 34.5972 | 36.3326 | 38.4552 | 40.9357 | 43.7547 | 46.8854 | 50.3025 | 53.9842 | 57.9006 | 62.0409 | 66.4185 | 67.4117 | 68.3332 | 69.1918 | 69.9956 | 70.7493 | 71.4502 | 72.1049 | 72.7106 | 73.2721 | 73.7919
Natural gas (excl. sunk costs) | DKK/GJ | Natural gas (excl. sunk costs) - AF2016
Straw | DKK/GJ | Straw - AF2016 | 41.0858 | 41.3816 | 41.6774 | 41.9733 | 42.5208 | 43.0684 | 43.6159 | 44.1635 | 44.6791 | 45.0051 | 45.331 | 45.657 | 45.983 | 46.5988 | 46.9892 | 47.3797 | 47.7701 | 48.1605 | 48.551 | 48.9162 | 49.2814 | 49.6466 | 50.0118 | 50.3771
Wood chips | DKK/GJ | Wood chips - AF2016
Wood pellets | DKK/GJ | Wood pellets - AF2016 | 71.0393 | 71.1635 | 71.2877 | 71.412 | 71.9705 | 72.529 | 73.0875 | 73.646 | 74.2045 | 74.9822 | 75.7599 | 76.5376 | 77.3153 | 78.0929 | 78.4585 | 78.8241 | 79.1897 | 79.5553 | 79.9209 | 80.243 | 80.5651 | 80.8872 | 81.2093 | 81.5314
CO2 emission allowances | DKK/ton | CO2 emission allowances - AF2016 | 36.7208 | 36.4012 | 42.8123 | 51.762 | 62.1635 | 74.188 | 87.722 | 102.6816 | 118.9623 | 136.4661 | 155.105 | 174.768 | 195.403 | 217.0358 | 226.4799 | 235.4522 | 243.9878 | 252.1206 | 259.8748 | 267.2478 | 274.2698 | 280.9369 | 287.2723 | 293.2917
Analysis assumptions 2016 (AF2016) for comparison
DKK/GJ (2017 prices)
DKK/tonne (2017 prices)

## Electricity prices
Electricity prices
A. Electricity prices for Denmark and neighbouring countries
Fixed 2017 prices | Region | Unit | 2017 | 2018 | 2019 | 2020 | 2021 | 2022 | 2023 | 2024 | 2025 | 2026 | 2027 | 2028 | 2029 | 2030 | 2031 | 2032 | 2033 | 2034 | 2035 | 2036 | 2037 | 2038 | 2039 | 2040
Denmark (DK1) | DK1 | DKK/MWh | 188.9971 | 174.3591 | 160.476 | 219.3394 | 241.4372 | 263.2108 | 287.6948 | 309.6764 | 331.4161 | 351.3949 | 372.6576 | 395.5427 | 416.8102 | 438.4825 | 445.7852 | 452.7648 | 460.7675 | 468.1485 | 476.9066 | 484.6297 | 492.1293 | 499.0992 | 507.5185 | 514.5465
Denmark (DK2) | DK2 | DKK/MWh | 203.5348 | 188.3768 | 175.5004 | 223.3687 | 246.0759 | 266.9428 | 290.0751 | 312.3488 | 334.0924 | 362.0292 | 384.3954 | 408.0513 | 436.0176 | 460.8462 | 469.0868 | 477.2107 | 485.7097 | 493.7547 | 493.258 | 496.9742 | 506.6125 | 515.1856 | 522.3778 | 529.1667
Netherlands (NL) | NL | DKK/MWh | 259.425 | 235.6518 | 216.8296 | 232.1826 | 253.5831 | 274.9836 | 296.3841 | 317.7845 | 339.185 | 360.5855 | 381.986 | 403.3865 | 424.787 | 446.1874 | 454.3471 | 462.5068 | 470.6665 | 478.8262 | 486.9859 | 495.1456 | 503.3053 | 511.465 | 519.6247 | 527.7844
Norway (NSY) | NSY | DKK/MWh | 181.094 | 167.8016 | 151.8164 | 224.1563 | 247.2733 | 270.3904 | 293.5074 | 316.6244 | 339.7415 | 362.8585 | 385.9756 | 409.0926 | 432.2097 | 455.3267 | 462.8145 | 470.3023 | 477.7901 | 485.2778 | 492.7656 | 500.2534 | 507.7412 | 515.2289 | 522.7167 | 530.2045
Great Britain (GB) | GB | DKK/MWh | 371.048 | 347.5361 | 335.0105 | 322.4848 | 346.9834 | 371.482 | 395.9807 | 420.4793 | 444.9779 | 469.4765 | 493.9752 | 518.4738 | 542.9724 | 567.471 | 577.3295 | 587.188 | 597.0465 | 606.905 | 616.7635 | 626.622 | 636.4805 | 646.339 | 656.1975 | 666.056
Sweden (SE3) | SE3 | DKK/MWh | 196.8942 | 182.466 | 168.2483 | 223.3858 | 245.7815 | 268.1773 | 290.573 | 312.9688 | 335.3646 | 357.7603 | 380.1561 | 402.5519 | 424.9476 | 447.3434 | 454.8555 | 462.3677 | 469.8799 | 477.392 | 484.9042 | 492.4163 | 499.9285 | 507.4406 | 514.9528 | 522.4649
Sweden (SE4) | SE4 | DKK/MWh | 199.5482 | 183.8522 | 169.1771 | 223.4346 | 245.8288 | 268.2229 | 290.6171 | 313.0113 | 335.4054 | 357.7996 | 380.1938 | 402.5879 | 424.9821 | 447.3763 | 454.8892 | 462.4021 | 469.915 | 477.428 | 484.9409 | 492.4538 | 499.9667 | 507.4796 | 514.9926 | 522.5055
Germany (DE) | DE | DKK/MWh | 230.578 | 212.8162 | 195.8253 | 218.9641 | 240.3688 | 261.7734 | 283.178 | 304.5827 | 325.9873 | 347.3919 | 368.7965 | 390.2012 | 411.6058 | 433.0104 | 441.0541 | 449.0977 | 457.1414 | 465.185 | 473.2286 | 481.2723 | 489.3159 | 497.3596 | 505.4032 | 513.4469
Denmark (DK) | DK | DKK/MWh | 194.9212 | 180.0726 | 166.602 | 220.9822 | 243.3281 | 264.7319 | 288.6644 | 310.7651 | 332.5066 | 355.7278 | 377.4402 | 400.6393 | 424.6362 | 447.5946 | 455.2794 | 462.7253 | 470.9302 | 478.5817 | 483.569 | 489.6595 | 498.0305 | 505.6536 | 513.5729 | 520.5035
Projection of average annual electricity spot prices. Forward prices are used for the years 2017-2019 for all regions However, the 2019 prices for Great Britain are interpolated based on the forward price in 2018 and the simulated price for 2020 from the BID model.
For Denmark's neighbouring countries, the price is simulated for the years 2020, 2030 og 2040, using the BID model. The price is interpolated in the intermediate years. For Denmark, prices are simulated for all years, using the Sifre model.
B. Figures
DKK/MWh (2017 prices)

## Electricity consumption
Electricity consumption
A. General assumptions
Distribution between DK1 og DK2 | Unit | 2017 | 2018 | 2019 | 2020 | 2021 | 2022 | 2023 | 2024 | 2025 | 2026 | 2027 | 2028 | 2029 | 2030 | 2031 | 2032 | 2033 | 2034 | 2035 | 2036 | 2037 | 2038 | 2039 | 2040
Western Denmark (DK1) | pc | 59.25% | 59.24% | 59.23% | 59.23% | 59.24% | 59.24% | 59.26% | 59.26% | 59.26% | 59.26% | 59.26% | 59.26% | 59.26% | 59.26% | 59.26% | 59.26% | 59.26% | 59.26% | 59.26% | 59.26% | 59.26% | 59.26% | 59.26% | 59.26%
Eastern Denmark (DK2) | pc | 40.75% | 40.76% | 40.77% | 40.77% | 40.76% | 40.76% | 40.74% | 40.74% | 40.74% | 40.74% | 40.74% | 40.74% | 40.74% | 40.74% | 40.74% | 40.74% | 40.74% | 40.74% | 40.74% | 40.74% | 40.74% | 40.74% | 40.74% | 40.74%
Reference: Energinet
Loss of electricity in grid | Unit | 2017 | 2018 | 2019 | 2020 | 2021 | 2022 | 2023 | 2024 | 2025 | 2026 | 2027 | 2028 | 2029 | 2030 | 2031 | 2032 | 2033 | 2034 | 2035 | 2036 | 2037 | 2038 | 2039 | 2040
Western Denmark (DK1) | pc | 7% | 7% | 7% | 7% | 7% | 7% | 7% | 7% | 7% | 7% | 7% | 7% | 7% | 7% | 7% | 7% | 7% | 7% | 7% | 7% | 7% | 7% | 7% | 7%
Eastern Denmark (DK2) | pc | 6% | 6% | 6% | 6% | 6% | 6% | 6% | 6% | 6% | 6% | 6% | 6% | 6% | 6% | 6% | 6% | 6% | 6% | 6% | 6% | 6% | 6% | 6% | 6%
Reference: Energinet
B. Traditional consumption (households and businesses)
Net consumption | Unit | 2017 | 2018 | 2019 | 2020 | 2021 | 2022 | 2023 | 2024 | 2025 | 2026 | 2027 | 2028 | 2029 | 2030 | 2031 | 2032 | 2033 | 2034 | 2035 | 2036 | 2037 | 2038 | 2039 | 2040
Western Denmark (DK1) | GWh | 18481.492 | 18594.7699 | 18729.5219 | 18733.9292 | 18701.8831 | 18738.3375 | 18756.8877 | 18777.5825 | 18791.4708 | 18788.0675 | 18796.7838 | 18784.4504 | 18776.4506 | 18808.0917 | 18795.9371 | 18789.7458 | 18757.8526 | 18720.7389 | 18738.623 | 18714.737 | 18709.0635 | 18698.7737 | 18690.3292 | 18733.303
Eastern Denmark (DK2) | GWh | 12710.6724 | 12793.7279 | 12894.0052 | 12895.9532 | 12870.2203 | 12892.2129 | 12892.3058 | 12908.3801 | 12921.3702 | 12919.0301 | 12925.0236 | 12916.5429 | 12911.042 | 12932.7991 | 12924.4414 | 12920.1841 | 12898.2537 | 12872.7336 | 12885.0311 | 12868.6066 | 12864.7054 | 12857.63 | 12851.8233 | 12881.373
Total, Denmark | GWh | 31192.1643 | 31388.4978 | 31623.527 | 31629.8824 | 31572.1034 | 31630.5505 | 31649.1935 | 31685.9626 | 31712.841 | 31707.0976 | 31721.8074 | 31700.9932 | 31687.4926 | 31740.8908 | 31720.3785 | 31709.9299 | 31656.1063 | 31593.4725 | 31623.654 | 31583.3437 | 31573.7689 | 31556.4037 | 31542.1525 | 31614.676
Reference: EMMA electricity consumption projection 2016 adjusted to market data from Energinet at year-end 2016.
Gross consumption | Unit | 2017 | 2018 | 2019 | 2020 | 2021 | 2022 | 2023 | 2024 | 2025 | 2026 | 2027 | 2028 | 2029 | 2030 | 2031 | 2032 | 2033 | 2034 | 2035 | 2036 | 2037 | 2038 | 2039 | 2040
Western Denmark (DK1) | GWh | 19775.1964 | 19896.4038 | 20040.5884 | 20045.3042 | 20011.0149 | 20050.0212 | 20069.8698 | 20092.0132 | 20106.8737 | 20103.2322 | 20112.5587 | 20099.3619 | 20090.8021 | 20124.6582 | 20111.6527 | 20105.028 | 20070.9023 | 20031.1906 | 20050.3266 | 20024.7686 | 20018.6979 | 20007.6879 | 19998.6522 | 20044.6343
Eastern Denmark (DK2) | GWh | 13473.3127 | 13561.3516 | 13667.6455 | 13669.7104 | 13642.4335 | 13665.7457 | 13665.8442 | 13682.8829 | 13696.6524 | 13694.1719 | 13700.525 | 13691.5354 | 13685.7045 | 13708.767 | 13699.9079 | 13695.3951 | 13672.1489 | 13645.0976 | 13658.1329 | 13640.723 | 13636.5877 | 13629.0878 | 13622.9327 | 13654.2554
Total, Denmark | GWh | 33248.5091 | 33457.7553 | 33708.2339 | 33715.0146 | 33653.4484 | 33715.7669 | 33735.714 | 33774.8962 | 33803.5262 | 33797.4041 | 33813.0837 | 33790.8973 | 33776.5066 | 33833.4252 | 33811.5606 | 33800.4231 | 33743.0512 | 33676.2882 | 33708.4595 | 33665.4917 | 33655.2857 | 33636.7756 | 33621.585 | 33698.8896
C. Household heat pumps
Net consumption | Unit | 2017 | 2018 | 2019 | 2020 | 2021 | 2022 | 2023 | 2024 | 2025 | 2026 | 2027 | 2028 | 2029 | 2030 | 2031 | 2032 | 2033 | 2034 | 2035 | 2036 | 2037 | 2038 | 2039 | 2040
Western Denmark (DK1) | GWh | 309.0312 | 328.311 | 348.7441 | 370.7773 | 405.5953 | 443.3953 | 485.0553 | 528.4578 | 573.6629 | 620.6606 | 669.0162 | 718.9543 | 770.0795 | 820.752 | 873.4237 | 930.3993 | 988.1128 | 1025.2796 | 1060.8804 | 1096.5383 | 1131.6495 | 1166.1646 | 1200.0322 | 1233.1988
Eastern Denmark (DK2) | GWh | 212.5366 | 225.8872 | 240.0866 | 255.2335 | 279.1216 | 305.0616 | 333.3966 | 363.2807 | 394.4615 | 426.7779 | 460.0282 | 494.3666 | 529.5212 | 564.3646 | 600.5827 | 639.7601 | 679.445 | 705.0016 | 729.4814 | 754.0004 | 778.1436 | 801.8768 | 825.1648 | 847.9708
Total, Denmark | GWh | 521.5678 | 554.1982 | 588.8307 | 626.0107 | 684.7169 | 748.4569 | 818.4519 | 891.7385 | 968.1244 | 1047.4385 | 1129.0443 | 1213.3209 | 1299.6007 | 1385.1166 | 1474.0064 | 1570.1594 | 1667.5579 | 1730.2813 | 1790.3617 | 1850.5387 | 1909.7931 | 1968.0415 | 2025.197 | 2081.1696
Reference: Heat pumps in Denmark – Development process for conversion of oil-fired boilers up until 2035 [Udviklingsforløb for omstilling af individuelle opvarmningsløsninger frem mod 2035], v. 2.0 (Energinet, December 2015).
Gross consumption | Unit | 2017 | 2018 | 2019 | 2020 | 2021 | 2022 | 2023 | 2024 | 2025 | 2026 | 2027 | 2028 | 2029 | 2030 | 2031 | 2032 | 2033 | 2034 | 2035 | 2036 | 2037 | 2038 | 2039 | 2040
Western Denmark (DK1) | GWh | 330.6633 | 351.2927 | 373.1562 | 396.7317 | 433.9869 | 474.433 | 519.0092 | 565.4498 | 613.8193 | 664.1068 | 715.8473 | 769.2811 | 823.985 | 878.2046 | 934.5634 | 995.5272 | 1057.2807 | 1097.0492 | 1135.142 | 1173.296 | 1210.865 | 1247.7962 | 1284.0345 | 1319.5227
Eastern Denmark (DK2) | GWh | 225.2888 | 239.4405 | 254.4918 | 270.5475 | 295.8689 | 323.3653 | 353.4003 | 385.0776 | 418.1292 | 452.3846 | 487.6298 | 524.0286 | 561.2925 | 598.2265 | 636.6176 | 678.1457 | 720.2117 | 747.3017 | 773.2503 | 799.2405 | 824.8322 | 849.9894 | 874.6747 | 898.849
Total, Denmark | GWh | 555.9521 | 590.7332 | 627.648 | 667.2792 | 729.8559 | 797.7982 | 872.4096 | 950.5274 | 1031.9485 | 1116.4914 | 1203.4772 | 1293.3097 | 1385.2775 | 1476.4311 | 1571.181 | 1673.6729 | 1777.4925 | 1844.351 | 1908.3922 | 1972.5365 | 2035.6972 | 2097.7856 | 2158.7092 | 2218.3718
D. Large heat pumps
Electricity capacity (beginning of year) | Unit | 2017 | 2018 | 2019 | 2020 | 2021 | 2022 | 2023 | 2024 | 2025 | 2026 | 2027 | 2028 | 2029 | 2030 | 2031 | 2032 | 2033 | 2034 | 2035 | 2036 | 2037 | 2038 | 2039 | 2040
Western Denmark (DK1)
Central | MW | 0 | 0 | 0 | 0 | 0 | 0 | 15 | 15 | 15 | 15 | 35 | 75 | 75 | 135 | 135 | 135 | 135 | 135 | 135 | 135 | 135 | 135 | 135 | 135
Local | MW | 11.1167 | 13.1167 | 30.5583 | 48 | 58.0667 | 62.8056 | 67.4667 | 72.7778 | 75.8333 | 78.8333 | 80.3556 | 81.8444 | 82.6 | 84.7222 | 86.1111 | 87.4667 | 89.4667 | 90.0778 | 91.3333 | 94 | 96 | 98 | 99.3333 | 102
Total, Western Denmark (DK1) | MW | 11.1167 | 13.1167 | 30.5583 | 48 | 58.0667 | 62.8056 | 82.4667 | 87.7778 | 90.8333 | 93.8333 | 115.3556 | 156.8444 | 157.6 | 219.7222 | 221.1111 | 222.4667 | 224.4667 | 225.0778 | 226.3333 | 229 | 231 | 233 | 234.3333 | 237
Eastern Denmark (DK2)
Central | MW | 0 | 0.7 | 0.7 | 0.7 | 0.7 | 0.7 | 0.7 | 0.7 | 0.7 | 0.7 | 0.7 | 0.7 | 0.7 | 45.7 | 45.7 | 45.7 | 45.7 | 45.7 | 45.7 | 45.7 | 45.7 | 45.7 | 45.7 | 45.7
Local | MW | 3.3238 | 7.2381 | 11.619 | 16 | 19.9333 | 22.1944 | 24.5333 | 27.2222 | 29.1667 | 31.1667 | 32.6444 | 34.1556 | 35.4 | 37.2778 | 38.8889 | 40.5333 | 42.5333 | 43.9222 | 45.6667 | 47 | 48 | 49 | 49.6667 | 51
Total, Eastern Denmark (DK2) | MW | 3.3238 | 7.9381 | 12.319 | 16.7 | 20.6333 | 22.8944 | 25.2333 | 27.9222 | 29.8667 | 31.8667 | 33.3444 | 34.8556 | 36.1 | 82.9778 | 84.5889 | 86.2333 | 88.2333 | 89.6222 | 91.3667 | 92.7 | 93.7 | 94.7 | 95.3667 | 96.7
Denmark
Central |  | 0 | 0.7 | 0.7 | 0.7 | 0.7 | 0.7 | 15.7 | 15.7 | 15.7 | 15.7 | 35.7 | 75.7 | 75.7 | 180.7 | 180.7 | 180.7 | 180.7 | 180.7 | 180.7 | 180.7 | 180.7 | 180.7 | 180.7 | 180.7
Local |  | 14.4405 | 20.3548 | 42.1774 | 64 | 78 | 85 | 92 | 100 | 105 | 110 | 113 | 116 | 118 | 122 | 125 | 128 | 132 | 134 | 137 | 141 | 144 | 147 | 149 | 153
Total, Denmark | MW | 14.4405 | 21.0548 | 42.8774 | 64.7 | 78.7 | 85.7 | 107.7 | 115.7 | 120.7 | 125.7 | 148.7 | 191.7 | 193.7 | 302.7 | 305.7 | 308.7 | 312.7 | 314.7 | 317.7 | 321.7 | 324.7 | 327.7 | 329.7 | 333.7
Reference: Internal analysis from fall 2016.
Load factor | Unit | 2017 | 2018 | 2019 | 2020 | 2021 | 2022 | 2023 | 2024 | 2025 | 2026 | 2027 | 2028 | 2029 | 2030 | 2031 | 2032 | 2033 | 2034 | 2035 | 2036 | 2037 | 2038 | 2039 | 2040
Western Denmark (DK1) | h | 8098.0786 | 8307.1833 | 6848.9612 | 5923.7577 | 5381.9318 | 5188.6494 | 4386.6862 | 3756.3653 | 3610.2062 | 3765.3523 | 3734.7594 | 3858.6147 | 3806.9211 | 3516.1495 | 3558.7699 | 3586.9836 | 3479.7278 | 3500.0093 | 3541.6565 | 3502.2063 | 3481.8213 | 3467.9138 | 3476.8408 | 3489.8955
Eastern Denmark (DK2) | h | 5564.8535 | 5481.5613 | 5161.8673 | 4072.8659 | 3593.6793 | 3513.3708 | 3239.4186 | 2782.4499 | 2521.5783 | 2609.8383 | 2615.3067 | 2646.8168 | 2550.0515 | 2658.0728 | 2674.6413 | 2694.7028 | 2669.8999 | 2605.639 | 2700.3605 | 2723.6464 | 2774.2365 | 2767.1684 | 2762.9384 | 2709.99
Average, Denmark | h | 7514.9983 | 7241.8635 | 6364.2443 | 5446.0159 | 4913.093 | 4741.1048 | 4117.8897 | 3521.3274 | 3340.8301 | 3472.4137 | 3483.7337 | 3638.2814 | 3572.6775 | 3280.9289 | 3314.1266 | 3337.7307 | 3251.2219 | 3245.305 | 3299.71 | 3277.859 | 3277.6307 | 3265.4097 | 3270.3425 | 3263.8935
Net consumption | Unit | 2017 | 2018 | 2019 | 2020 | 2021 | 2022 | 2023 | 2024 | 2025 | 2026 | 2027 | 2028 | 2029 | 2030 | 2031 | 2032 | 2033 | 2034 | 2035 | 2036 | 2037 | 2038 | 2039 | 2040
Western Denmark (DK1) | GWh | 90.0237 | 108.9626 | 209.2928 | 284.3404 | 312.5108 | 325.876 | 361.7554 | 329.7254 | 327.9271 | 353.3156 | 430.8252 | 605.2023 | 599.9708 | 772.5762 | 786.8836 | 797.9843 | 781.0829 | 787.7743 | 801.5949 | 802.0052 | 804.3007 | 808.0239 | 814.7397 | 827.1052
Eastern Denmark (DK2) | GWh | 18.4965 | 43.5132 | 63.5893 | 68.0169 | 74.1496 | 80.4367 | 81.7413 | 77.6922 | 75.3111 | 83.1668 | 87.2059 | 92.2563 | 92.0569 | 220.561 | 226.2449 | 232.3732 | 235.5742 | 233.5232 | 246.7229 | 252.482 | 259.946 | 262.0508 | 263.4922 | 262.056
Total, Denmark | GWh | 108.5202 | 152.4757 | 272.8821 | 352.3572 | 386.6604 | 406.3127 | 443.4967 | 407.4176 | 403.2382 | 436.4824 | 518.0312 | 697.4585 | 692.0276 | 993.1372 | 1013.1285 | 1030.3575 | 1016.6571 | 1021.2975 | 1048.3179 | 1054.4873 | 1064.2467 | 1070.0748 | 1078.2319 | 1089.1613
Reference: Simulation results, Sifre (May 2017).
Gross consumption | Unit | 2017 | 2018 | 2019 | 2020 | 2021 | 2022 | 2023 | 2024 | 2025 | 2026 | 2027 | 2028 | 2029 | 2030 | 2031 | 2032 | 2033 | 2034 | 2035 | 2036 | 2037 | 2038 | 2039 | 2040
Western Denmark (DK1) | GWh | 96.3253 | 116.59 | 223.9433 | 304.2442 | 334.3866 | 348.6873 | 387.0783 | 352.8062 | 350.882 | 378.0477 | 460.983 | 647.5664 | 641.9687 | 826.6565 | 841.9654 | 853.8432 | 835.7587 | 842.9185 | 857.7066 | 858.1456 | 860.6018 | 864.5856 | 871.7715 | 885.0026
Eastern Denmark (DK2) | GWh | 19.6063 | 46.1239 | 67.4046 | 72.0979 | 78.5986 | 85.2629 | 86.6458 | 82.3537 | 79.8298 | 88.1569 | 92.4383 | 97.7916 | 97.5803 | 233.7946 | 239.8196 | 246.3156 | 249.7086 | 247.5345 | 261.5263 | 267.6309 | 275.5427 | 277.7739 | 279.3018 | 277.7794
Total, Denmark | GWh | 115.9316 | 162.7139 | 291.348 | 376.3421 | 412.9852 | 433.9502 | 473.7241 | 435.1599 | 430.7118 | 466.2045 | 553.4213 | 745.3581 | 739.549 | 1060.4512 | 1081.785 | 1100.1588 | 1085.4673 | 1090.4531 | 1119.2329 | 1125.7765 | 1136.1445 | 1142.3595 | 1151.0732 | 1162.782
E. Electric boilers
Electricity capacity (beginning of year) | Unit | 2017 | 2018 | 2019 | 2020 | 2021 | 2022 | 2023 | 2024 | 2025 | 2026 | 2027 | 2028 | 2029 | 2030 | 2031 | 2032 | 2033 | 2034 | 2035 | 2036 | 2037 | 2038 | 2039 | 2040
Western Denmark (DK1) | MW | 455.4 | 505.4 | 505.4 | 505.4 | 505.4 | 505.4 | 505.4 | 505.4 | 505.4 | 505.4 | 505.4 | 505.4 | 505.4 | 505.4 | 505.4 | 505.4 | 505.4 | 505.4 | 505.4 | 505.4 | 505.4 | 505.4 | 505.4 | 505.4
Eastern Denmark (DK2) | MW | 134.5 | 134.5 | 254.5 | 254.5 | 254.5 | 254.5 | 254.5 | 254.5 | 254.5 | 254.5 | 254.5 | 254.5 | 254.5 | 254.5 | 254.5 | 254.5 | 254.5 | 254.5 | 254.5 | 254.5 | 254.5 | 254.5 | 254.5 | 254.5
Total, Denmark | MW | 589.9 | 639.9 | 759.9 | 759.9 | 759.9 | 759.9 | 759.9 | 759.9 | 759.9 | 759.9 | 759.9 | 759.9 | 759.9 | 759.9 | 759.9 | 759.9 | 759.9 | 759.9 | 759.9 | 759.9 | 759.9 | 759.9 | 759.9 | 759.9
Reference: Energinet's knowledge of electric boilers in pipeline.
Load factor | Unit | 2017 | 2018 | 2019 | 2020 | 2021 | 2022 | 2023 | 2024 | 2025 | 2026 | 2027 | 2028 | 2029 | 2030 | 2031 | 2032 | 2033 | 2034 | 2035 | 2036 | 2037 | 2038 | 2039 | 2040
Western Denmark (DK1) | h | 194.0278 | 194.4034 | 231.4486 | 146.0399 | 163.171 | 138.6531 | 178.4932 | 163.6074 | 106.1205 | 147.6078 | 288.361 | 291.5867 | 176.44 | 219.3831 | 218.2147 | 235.1968 | 203.7771 | 210.0859 | 216.9368 | 201.0328 | 209.2318 | 205.0659 | 200.9457 | 179.2184
Eastern Denmark (DK2) | h | 854.2729 | 599.6971 | 374.3389 | 1224.4279 | 1233.9705 | 1274.2177 | 1235.2399 | 1254.1852 | 1248.9477 | 1227.7326 | 1221.4352 | 1176.2647 | 1170.7982 | 1167.2726 | 1205.4365 | 1171.4603 | 1139.4846 | 1272.4656 | 1255.6751 | 1278.5052 | 1215.4478 | 1218.0342 | 1214.4287 | 1295.913
Average, Denmark | h | 344.5668 | 279.5917 | 279.3043 | 507.2055 | 521.7951 | 518.9678 | 532.4109 | 528.8556 | 488.8676 | 509.3551 | 600.8592 | 587.8764 | 509.463 | 536.8431 | 548.8476 | 548.7632 | 517.1572 | 565.8901 | 564.8232 | 561.8917 | 546.2261 | 544.3216 | 540.3738 | 553.2133
Net consumption | Unit | 2017 | 2018 | 2019 | 2020 | 2021 | 2022 | 2023 | 2024 | 2025 | 2026 | 2027 | 2028 | 2029 | 2030 | 2031 | 2032 | 2033 | 2034 | 2035 | 2036 | 2037 | 2038 | 2039 | 2040
Western Denmark (DK1) | GWh | 88.3603 | 98.2515 | 116.9741 | 73.8086 | 82.4666 | 70.0753 | 90.2105 | 82.6872 | 53.6333 | 74.601 | 145.7376 | 147.3679 | 89.1728 | 110.8762 | 110.2857 | 118.8685 | 102.9889 | 106.1774 | 109.6398 | 101.602 | 105.7458 | 103.6403 | 101.5579 | 90.577
Eastern Denmark (DK2) | GWh | 114.8997 | 80.6593 | 95.2693 | 311.6169 | 314.0455 | 324.2884 | 314.3686 | 319.1901 | 317.8572 | 312.4579 | 310.8553 | 299.3594 | 297.9681 | 297.0709 | 306.7836 | 298.1366 | 289.9988 | 323.8425 | 319.5693 | 325.3796 | 309.3315 | 309.9897 | 309.0721 | 329.8098
Total, Denmark | GWh | 203.26 | 178.9108 | 212.2434 | 385.4255 | 396.5121 | 394.3637 | 404.579 | 401.8773 | 371.4905 | 387.0589 | 456.5929 | 446.7273 | 387.1409 | 407.9471 | 417.0693 | 417.0051 | 392.9878 | 430.0199 | 429.2092 | 426.9815 | 415.0772 | 413.63 | 410.63 | 420.3868
Reference: Simulation results, Sifre (May 2017).
Gross consumption | Unit | 2017 | 2018 | 2019 | 2020 | 2021 | 2022 | 2023 | 2024 | 2025 | 2026 | 2027 | 2028 | 2029 | 2030 | 2031 | 2032 | 2033 | 2034 | 2035 | 2036 | 2037 | 2038 | 2039 | 2040
Western Denmark (DK1) | GWh | 94.5455 | 105.1291 | 125.1623 | 78.9752 | 88.2393 | 74.9805 | 96.5252 | 88.4753 | 57.3876 | 79.8231 | 155.9393 | 157.6837 | 95.4149 | 118.6376 | 118.0057 | 127.1893 | 110.1982 | 113.6098 | 117.3146 | 108.7141 | 113.148 | 110.8951 | 108.667 | 96.9174
Eastern Denmark (DK2) | GWh | 121.7937 | 85.4988 | 100.9854 | 330.3139 | 332.8882 | 343.7457 | 333.2307 | 338.3415 | 336.9286 | 331.2054 | 329.5066 | 317.3209 | 315.8462 | 314.8951 | 325.1906 | 316.0248 | 307.3988 | 343.273 | 338.7435 | 344.9023 | 327.8913 | 328.5891 | 327.6164 | 349.5984
Total, Denmark | GWh | 216.3392 | 190.6279 | 226.1477 | 409.2891 | 421.1275 | 418.7262 | 429.7559 | 426.8168 | 394.3163 | 411.0285 | 485.4458 | 475.0046 | 411.2611 | 433.5327 | 443.1963 | 443.2141 | 417.5969 | 456.8829 | 456.0581 | 453.6164 | 441.0393 | 439.4842 | 436.2834 | 446.5158
F. Transport
Net consumption | Unit | 2017 | 2018 | 2019 | 2020 | 2021 | 2022 | 2023 | 2024 | 2025 | 2026 | 2027 | 2028 | 2029 | 2030 | 2031 | 2032 | 2033 | 2034 | 2035 | 2036 | 2037 | 2038 | 2039 | 2040
Western Denmark (DK1)
Passenger vehicles and vans | GWh | 10.8538 | 11.209 | 15.8569 | 37.9413 | 88.7941 | 173.5781 | 284.7359 | 411.6548 | 550.2879 | 719.9771 | 914.9404 | 1134.8074 | 1381.2241 | 1647.8536 | 1935.0516 | 2237.9228 | 2584.1528 | 2942.66 | 3298.9262 | 3645.3724 | 3965.5554 | 4254.1477 | 4518.5524 | 4761.0903
Busses and trucks, domestic | GWh | 0.087856 | 1.1027 | 2.5891 | 3.575 | 4.2405 | 4.7018 | 5.0193 | 5.1814 | 4.3988 | 3.4274 | 3.4608 | 5.2888 | 10.2815 | 20.5123 | 37.9964 | 62.5467 | 96.0944 | 136.5597 | 182.7792 | 234.1763 | 284.7821 | 331.9129 | 376.1153 | 417.4444
Sea transport, domestic | GWh | 0.81681 | 1.0142 | 1.2116 | 1.402 | 1.626 | 1.8501 | 2.0741 | 2.2981 | 2.5192 | 2.7461 | 2.9729 | 3.1997 | 3.4266 | 3.7259 | 4.0233 | 4.3207 | 4.6182 | 4.9156 | 5.2099 | 5.5133 | 5.622 | 5.7306 | 5.8392 | 5.9943
Total, Western Denmark (DK1) | GWh | 11.7584 | 13.3259 | 19.6577 | 42.9183 | 94.6606 | 180.13 | 291.8292 | 419.1343 | 557.2059 | 726.1506 | 921.374 | 1143.296 | 1394.9322 | 1672.0917 | 1977.0713 | 2304.7903 | 2684.8654 | 3084.1353 | 3486.9153 | 3885.062 | 4255.9595 | 4591.7912 | 4900.5069 | 5184.529
Eastern Denmark (DK2)
Passenger vehicles and vans | GWh | 16.5065 | 18.7197 | 26.6212 | 49.5241 | 96.0532 | 167.9295 | 255.9066 | 353.5013 | 461.324 | 590.6939 | 734.6835 | 895.3485 | 1075.0475 | 1269.3044 | 1477.6377 | 1697.3449 | 1948.5334 | 2207.0906 | 2461.4798 | 2708.5252 | 2933.7469 | 3135.3054 | 3322.3353 | 3495.1085
Busses and trucks, domestic | GWh | 0.12322 | 1.4547 | 3.1302 | 3.9721 | 4.5159 | 4.9057 | 5.1887 | 5.3027 | 4.2029 | 3.064 | 3.3155 | 5.4931 | 11.0859 | 22.3783 | 41.5299 | 68.2867 | 104.6348 | 148.3862 | 198.2667 | 253.4395 | 307.7549 | 358.4684 | 406.1382 | 450.719
Sea transport, domestic | GWh | 119.3416 | 119.3847 | 119.4277 | 112.9929 | 113.0417 | 113.0905 | 113.1393 | 113.1882 | 112.8295 | 112.879 | 112.9284 | 112.9779 | 113.0273 | 112.6886 | 112.7534 | 112.8183 | 112.8831 | 112.9479 | 112.6111 | 112.6772 | 112.7008 | 112.7245 | 112.7482 | 112.3839
Total, Eastern Denmark (DK2) | GWh | 135.9713 | 139.5591 | 149.1791 | 166.4891 | 213.6109 | 285.9257 | 374.2346 | 471.9922 | 578.3565 | 706.6369 | 850.9274 | 1013.8195 | 1199.1607 | 1404.3713 | 1631.921 | 1878.4498 | 2166.0513 | 2468.4247 | 2772.3575 | 3074.6418 | 3354.2027 | 3606.4984 | 3841.2217 | 4058.2114
Denmark
Passenger vehicles and vans | GWh | 27.3602 | 29.9287 | 42.4781 | 87.4654 | 184.8473 | 341.5076 | 540.6424 | 765.1561 | 1011.6119 | 1310.671 | 1649.6239 | 2030.1559 | 2456.2716 | 2917.158 | 3412.6893 | 3935.2677 | 4532.6862 | 5149.7506 | 5760.406 | 6353.8976 | 6899.3024 | 7389.4532 | 7840.8877 | 8256.1988
Busses and trucks, domestic | GWh | 0.21108 | 2.5574 | 5.7193 | 7.5471 | 8.7564 | 9.6075 | 10.208 | 10.4841 | 8.6017 | 6.4914 | 6.7762 | 10.7819 | 21.3675 | 42.8905 | 79.5263 | 130.8334 | 200.7292 | 284.9459 | 381.0459 | 487.6158 | 592.537 | 690.3813 | 782.2535 | 868.1635
Sea transport, domestic | GWh | 120.1584 | 120.3989 | 120.6393 | 114.3949 | 114.6677 | 114.9406 | 115.2134 | 115.4863 | 115.3488 | 115.625 | 115.9013 | 116.1776 | 116.4539 | 116.4145 | 116.7768 | 117.139 | 117.5013 | 117.8635 | 117.821 | 118.1905 | 118.3228 | 118.4551 | 118.5874 | 118.3782
Total, Denmark | GWh | 147.7297 | 152.885 | 168.8367 | 209.4074 | 308.2715 | 466.0556 | 666.0639 | 891.1265 | 1135.5624 | 1432.7875 | 1772.3015 | 2157.1155 | 2594.0929 | 3076.463 | 3608.9923 | 4183.2402 | 4850.9166 | 5552.56 | 6259.2728 | 6959.7039 | 7610.1622 | 8198.2896 | 8741.7286 | 9242.7404
Reference: Electricity and gas for transport [Analyse af el og gas til transport] (Energinet, not published).
Gross consumption | Unit | 2017 | 2018 | 2019 | 2020 | 2021 | 2022 | 2023 | 2024 | 2025 | 2026 | 2027 | 2028 | 2029 | 2030 | 2031 | 2032 | 2033 | 2034 | 2035 | 2036 | 2037 | 2038 | 2039 | 2040
Western Denmark (DK1)
Passenger vehicles and vans | GWh | 11.6135 | 11.9937 | 16.9669 | 40.5972 | 95.0097 | 185.7286 | 304.6674 | 440.4706 | 588.808 | 770.3755 | 978.9862 | 1214.2439 | 1477.9097 | 1763.2033 | 2070.5052 | 2394.5774 | 2765.0435 | 3148.6462 | 3529.851 | 3900.5484 | 4243.1443 | 4551.9381 | 4834.8511 | 5094.3666
Busses and trucks, domestic | GWh | 0.094006 | 1.1799 | 2.7703 | 3.8252 | 4.5373 | 5.0309 | 5.3706 | 5.5441 | 4.7067 | 3.6673 | 3.703 | 5.659 | 11.0013 | 21.9481 | 40.6562 | 66.925 | 102.821 | 146.1189 | 195.5737 | 250.5686 | 304.7168 | 355.1468 | 402.4433 | 446.6655
Sea transport, domestic | GWh | 0.87399 | 1.0852 | 1.2965 | 1.5001 | 1.7399 | 1.9796 | 2.2193 | 2.459 | 2.6956 | 2.9383 | 3.181 | 3.4237 | 3.6665 | 3.9867 | 4.3049 | 4.6232 | 4.9415 | 5.2597 | 5.5746 | 5.8993 | 6.0155 | 6.1317 | 6.2479 | 6.4139
Total, Western Denmark (DK1) | GWh | 12.5815 | 14.2587 | 21.0337 | 45.9226 | 101.2868 | 192.7391 | 312.2573 | 448.4737 | 596.2103 | 776.9811 | 985.8702 | 1223.3267 | 1492.5774 | 1789.1381 | 2115.4663 | 2466.1257 | 2872.8059 | 3300.0247 | 3730.9994 | 4157.0163 | 4553.8766 | 4913.2166 | 5243.5423 | 5547.446
Eastern Denmark (DK2)
Passenger vehicles and vans | GWh | 17.4968 | 19.8429 | 28.2184 | 52.4955 | 101.8164 | 178.0052 | 271.2609 | 374.7114 | 489.0035 | 626.1356 | 778.7646 | 949.0694 | 1139.5504 | 1345.4626 | 1566.2959 | 1799.1856 | 2065.4454 | 2339.516 | 2609.1686 | 2871.0367 | 3109.7718 | 3323.4238 | 3521.6754 | 3704.815
Busses and trucks, domestic | GWh | 0.13061 | 1.542 | 3.318 | 4.2104 | 4.7869 | 5.2 | 5.5001 | 5.6209 | 4.4551 | 3.2478 | 3.5144 | 5.8227 | 11.7511 | 23.7209 | 44.0217 | 72.3839 | 110.9129 | 157.2894 | 210.1627 | 268.6459 | 326.2202 | 379.9765 | 430.5065 | 477.7622
Sea transport, domestic | GWh | 126.5021 | 126.5477 | 126.5933 | 119.7725 | 119.8242 | 119.876 | 119.9277 | 119.9795 | 119.5993 | 119.6517 | 119.7041 | 119.7565 | 119.8089 | 119.4499 | 119.5187 | 119.5874 | 119.6561 | 119.7248 | 119.3677 | 119.4378 | 119.4629 | 119.488 | 119.5131 | 119.1269
Total, Eastern Denmark (DK2) | GWh | 144.1296 | 147.9326 | 158.1298 | 176.4784 | 226.4275 | 303.0812 | 396.6887 | 500.3117 | 613.0579 | 749.0351 | 901.9831 | 1074.6487 | 1271.1104 | 1488.6335 | 1729.8363 | 1991.1568 | 2296.0143 | 2616.5302 | 2938.699 | 3259.1204 | 3555.4549 | 3822.8883 | 4071.695 | 4301.7041
Total, Denmark | GWh | 156.7111 | 162.1914 | 179.1635 | 222.401 | 327.7144 | 495.8203 | 708.946 | 948.7854 | 1209.2682 | 1526.0162 | 1887.8533 | 2297.9753 | 2763.6878 | 3277.7717 | 3845.3026 | 4457.2825 | 5168.8203 | 5916.5549 | 6669.6984 | 7416.1367 | 8109.3315 | 8736.1048 | 9315.2374 | 9849.1501
G. Electrification of railway network and the Fehmarn Belt Fixed Link
Net | Unit | 2017 | 2018 | 2019 | 2020 | 2021 | 2022 | 2023 | 2024 | 2025 | 2026 | 2027 | 2028 | 2029 | 2030 | 2031 | 2032 | 2033 | 2034 | 2035 | 2036 | 2037 | 2038 | 2039 | 2040
Western Denmark (DK1)
Existing connections | GWh | 74 | 74 | 74 | 74 | 74 | 74 | 74 | 74 | 74 | 74 | 74 | 74 | 74 | 74 | 74 | 74 | 74 | 74 | 74 | 74 | 74 | 74 | 74 | 74
New and upgraded connections | GWh | 0 | 11.3204 | 22.6408 | 42.3999 | 91.5869 | 170.3486 | 252.9059 | 335.4631 | 413.0842 | 464.6407 | 486.6224 | 493.4881 | 500.3539 | 503.7171 | 503.7171 | 503.7171 | 503.7171 | 503.7171 | 503.7171 | 503.7171 | 503.7171 | 503.7171 | 503.7171 | 503.7171
Total, Western Denmark (DK1) | GWh | 74 | 85.3204 | 96.6408 | 116.3999 | 165.5869 | 244.3486 | 326.9059 | 409.4631 | 487.0842 | 538.6407 | 560.6224 | 567.4881 | 574.3539 | 577.7171 | 577.7171 | 577.7171 | 577.7171 | 577.7171 | 577.7171 | 577.7171 | 577.7171 | 577.7171 | 577.7171 | 577.7171
Eastern Denmark (DK2)
Existing connections | GWh | 119.8 | 119.8 | 119.8 | 119.8 | 119.8 | 119.8 | 119.8 | 119.8 | 119.8 | 119.8 | 119.8 | 119.8 | 119.8 | 119.8 | 119.8 | 119.8 | 119.8 | 119.8 | 119.8 | 119.8 | 119.8 | 119.8 | 119.8 | 119.8
New and upgraded connections | GWh | 0 | 20.1238 | 40.2477 | 80.3115 | 193.1878 | 306.0642 | 398.8167 | 530.7677 | 642.7789 | 700.5695 | 758.36 | 816.1506 | 834.7426 | 853.3346 | 853.3346 | 853.3346 | 853.3346 | 853.3346 | 853.3346 | 853.3346 | 853.3346 | 853.3346 | 853.3346 | 853.3346
Total, Eastern Denmark (DK2) | GWh | 119.8 | 139.9238 | 160.0477 | 200.1115 | 312.9878 | 425.8642 | 518.6167 | 650.5677 | 762.5789 | 820.3695 | 878.16 | 935.9506 | 954.5426 | 973.1346 | 973.1346 | 973.1346 | 973.1346 | 973.1346 | 973.1346 | 973.1346 | 973.1346 | 973.1346 | 973.1346 | 973.1346
Total, Denmark | GWh | 193.8 | 225.2442 | 256.6885 | 316.5114 | 478.5747 | 670.2128 | 845.5225 | 1060.0309 | 1249.6631 | 1359.0101 | 1438.7824 | 1503.4388 | 1528.8965 | 1550.8517 | 1550.8517 | 1550.8517 | 1550.8517 | 1550.8517 | 1550.8517 | 1550.8517 | 1550.8517 | 1550.8517 | 1550.8517 | 1550.8517
Reference: BaneDanmark and Energinet's own assessments.
Gross | Unit | 2017 | 2018 | 2019 | 2020 | 2021 | 2022 | 2023 | 2024 | 2025 | 2026 | 2027 | 2028 | 2029 | 2030 | 2031 | 2032 | 2033 | 2034 | 2035 | 2036 | 2037 | 2038 | 2039 | 2040
Western Denmark (DK1)
Existing connections | GWh | 79.18 | 79.18 | 79.18 | 79.18 | 79.18 | 79.18 | 79.18 | 79.18 | 79.18 | 79.18 | 79.18 | 79.18 | 79.18 | 79.18 | 79.18 | 79.18 | 79.18 | 79.18 | 79.18 | 79.18 | 79.18 | 79.18 | 79.18 | 79.18
New and upgraded connections | GWh | 0 | 12.1128 | 24.2256 | 45.3679 | 97.998 | 182.273 | 270.6093 | 358.9456 | 442.0001 | 497.1655 | 520.6859 | 528.0323 | 535.3787 | 538.9773 | 538.9773 | 538.9773 | 538.9773 | 538.9773 | 538.9773 | 538.9773 | 538.9773 | 538.9773 | 538.9773 | 538.9773
Total, Western Denmark (DK1) | GWh | 79.18 | 91.2928 | 103.4056 | 124.5479 | 177.178 | 261.453 | 349.7893 | 438.1256 | 521.1801 | 576.3455 | 599.8659 | 607.2123 | 614.5587 | 618.1573 | 618.1573 | 618.1573 | 618.1573 | 618.1573 | 618.1573 | 618.1573 | 618.1573 | 618.1573 | 618.1573 | 618.1573
Eastern Denmark (DK2)
Existing connections | GWh | 126.988 | 126.988 | 126.988 | 126.988 | 126.988 | 126.988 | 126.988 | 126.988 | 126.988 | 126.988 | 126.988 | 126.988 | 126.988 | 126.988 | 126.988 | 126.988 | 126.988 | 126.988 | 126.988 | 126.988 | 126.988 | 126.988 | 126.988 | 126.988
New and upgraded connections | GWh | 0 | 21.3313 | 42.6626 | 85.1302 | 204.7791 | 324.428 | 422.7457 | 562.6138 | 681.3456 | 742.6036 | 803.8616 | 865.1197 | 884.8272 | 904.5347 | 904.5347 | 904.5347 | 904.5347 | 904.5347 | 904.5347 | 904.5347 | 904.5347 | 904.5347 | 904.5347 | 904.5347
Total, Eastern Denmark (DK2) | GWh | 126.988 | 148.3193 | 169.6506 | 212.1182 | 331.7671 | 451.416 | 549.7337 | 689.6018 | 808.3336 | 869.5916 | 930.8496 | 992.1077 | 1011.8152 | 1031.5227 | 1031.5227 | 1031.5227 | 1031.5227 | 1031.5227 | 1031.5227 | 1031.5227 | 1031.5227 | 1031.5227 | 1031.5227 | 1031.5227
Total, Denmark | GWh | 206.168 | 239.6121 | 273.0562 | 336.6661 | 508.9451 | 712.869 | 899.5229 | 1127.7274 | 1329.5137 | 1445.9371 | 1530.7156 | 1599.32 | 1626.3739 | 1649.68 | 1649.68 | 1649.68 | 1649.68 | 1649.68 | 1649.68 | 1649.68 | 1649.68 | 1649.68 | 1649.68 | 1649.68
H. Large data centres
Net | Unit | 2017 | 2018 | 2019 | 2020 | 2021 | 2022 | 2023 | 2024 | 2025 | 2026 | 2027 | 2028 | 2029 | 2030 | 2031 | 2032 | 2033 | 2034 | 2035 | 2036 | 2037 | 2038 | 2039 | 2040
Western Denmark (DK1) | GWh | 0 | 423.4 | 846.8 | 1445.4 | 2044 | 2642.6 | 3241.2 | 3416.4 | 3591.6 | 3591.6 | 3591.6 | 3591.6 | 3591.6 | 3591.6 | 3591.6 | 3591.6 | 3591.6 | 3591.6 | 3591.6 | 3591.6 | 3591.6 | 3591.6 | 3591.6 | 3591.6
Eastern Denmark (DK2) | GWh | 0 | 0 | 0 | 0 | 0 | 0 | 0 | 0 | 0 | 0 | 0 | 0 | 0 | 0 | 0 | 0 | 0 | 0 | 0 | 0 | 0 | 0 | 0 | 0
Total, Denmark | GWh | 0 | 423.4 | 846.8 | 1445.4 | 2044 | 2642.6 | 3241.2 | 3416.4 | 3591.6 | 3591.6 | 3591.6 | 3591.6 | 3591.6 | 3591.6 | 3591.6 | 3591.6 | 3591.6 | 3591.6 | 3591.6 | 3591.6 | 3591.6 | 3591.6 | 3591.6 | 3591.6
Reference: Own projections.
Gross | Unit | 2017 | 2018 | 2019 | 2020 | 2021 | 2022 | 2023 | 2024 | 2025 | 2026 | 2027 | 2028 | 2029 | 2030 | 2031 | 2032 | 2033 | 2034 | 2035 | 2036 | 2037 | 2038 | 2039 | 2040
Western Denmark (DK1) | GWh | 0 | 453.038 | 906.076 | 1546.578 | 2187.08 | 2827.582 | 3468.084 | 3655.548 | 3843.012 | 3843.012 | 3843.012 | 3843.012 | 3843.012 | 3843.012 | 3843.012 | 3843.012 | 3843.012 | 3843.012 | 3843.012 | 3843.012 | 3843.012 | 3843.012 | 3843.012 | 3843.012
Eastern Denmark (DK2) | GWh | 0 | 0 | 0 | 0 | 0 | 0 | 0 | 0 | 0 | 0 | 0 | 0 | 0 | 0 | 0 | 0 | 0 | 0 | 0 | 0 | 0 | 0 | 0 | 0
Total, Denmark | GWh | 0 | 453.038 | 906.076 | 1546.578 | 2187.08 | 2827.582 | 3468.084 | 3655.548 | 3843.012 | 3843.012 | 3843.012 | 3843.012 | 3843.012 | 3843.012 | 3843.012 | 3843.012 | 3843.012 | 3843.012 | 3843.012 | 3843.012 | 3843.012 | 3843.012 | 3843.012 | 3843.012
I. Summary
Net | Unit | 2017 | 2018 | 2019 | 2020 | 2021 | 2022 | 2023 | 2024 | 2025 | 2026 | 2027 | 2028 | 2029 | 2030 | 2031 | 2032 | 2033 | 2034 | 2035 | 2036 | 2037 | 2038 | 2039 | 2040
Western Denmark (DK1)
Traditional consumption | GWh | 18481.492 | 18594.7699 | 18729.5219 | 18733.9292 | 18701.8831 | 18738.3375 | 18756.8877 | 18777.5825 | 18791.4708 | 18788.0675 | 18796.7838 | 18784.4504 | 18776.4506 | 18808.0917 | 18795.9371 | 18789.7458 | 18757.8526 | 18720.7389 | 18738.623 | 18714.737 | 18709.0635 | 18698.7737 | 18690.3292 | 18733.303
Household heat pumps | GWh | 309.0312 | 328.311 | 348.7441 | 370.7773 | 405.5953 | 443.3953 | 485.0553 | 528.4578 | 573.6629 | 620.6606 | 669.0162 | 718.9543 | 770.0795 | 820.752 | 873.4237 | 930.3993 | 988.1128 | 1025.2796 | 1060.8804 | 1096.5383 | 1131.6495 | 1166.1646 | 1200.0322 | 1233.1988
Large heat pumps | GWh | 90.0237 | 108.9626 | 209.2928 | 284.3404 | 312.5108 | 325.876 | 361.7554 | 329.7254 | 327.9271 | 353.3156 | 430.8252 | 605.2023 | 599.9708 | 772.5762 | 786.8836 | 797.9843 | 781.0829 | 787.7743 | 801.5949 | 802.0052 | 804.3007 | 808.0239 | 814.7397 | 827.1052
Electric boilers | GWh | 88.3603 | 98.2515 | 116.9741 | 73.8086 | 82.4666 | 70.0753 | 90.2105 | 82.6872 | 53.6333 | 74.601 | 145.7376 | 147.3679 | 89.1728 | 110.8762 | 110.2857 | 118.8685 | 102.9889 | 106.1774 | 109.6398 | 101.602 | 105.7458 | 103.6403 | 101.5579 | 90.577
Road and sea transport | GWh | 11.7584 | 13.3259 | 19.6577 | 42.9183 | 94.6606 | 180.13 | 291.8292 | 419.1343 | 557.2059 | 726.1506 | 921.374 | 1143.296 | 1394.9322 | 1672.0917 | 1977.0713 | 2304.7903 | 2684.8654 | 3084.1353 | 3486.9153 | 3885.062 | 4255.9595 | 4591.7912 | 4900.5069 | 5184.529
Rail transport | GWh | 74 | 85.3204 | 96.6408 | 116.3999 | 165.5869 | 244.3486 | 326.9059 | 409.4631 | 487.0842 | 538.6407 | 560.6224 | 567.4881 | 574.3539 | 577.7171 | 577.7171 | 577.7171 | 577.7171 | 577.7171 | 577.7171 | 577.7171 | 577.7171 | 577.7171 | 577.7171 | 577.7171
Large data centres | GWh | 0 | 423.4 | 846.8 | 1445.4 | 2044 | 2642.6 | 3241.2 | 3416.4 | 3591.6 | 3591.6 | 3591.6 | 3591.6 | 3591.6 | 3591.6 | 3591.6 | 3591.6 | 3591.6 | 3591.6 | 3591.6 | 3591.6 | 3591.6 | 3591.6 | 3591.6 | 3591.6
Total, Western Denmark (DK1) | GWh | 19054.6655 | 19652.3412 | 20367.6314 | 21067.5736 | 21806.7033 | 22644.7627 | 23553.844 | 23963.4502 | 24382.5842 | 24693.0359 | 25115.9593 | 25558.359 | 25796.5597 | 26353.7049 | 26712.9185 | 27111.1052 | 27484.2197 | 27893.4226 | 28366.9705 | 28769.2616 | 29176.036 | 29537.7108 | 29876.483 | 30238.0301
Eastern Denmark (DK2)
Traditional consumption | GWh | 12710.6724 | 12793.7279 | 12894.0052 | 12895.9532 | 12870.2203 | 12892.2129 | 12892.3058 | 12908.3801 | 12921.3702 | 12919.0301 | 12925.0236 | 12916.5429 | 12911.042 | 12932.7991 | 12924.4414 | 12920.1841 | 12898.2537 | 12872.7336 | 12885.0311 | 12868.6066 | 12864.7054 | 12857.63 | 12851.8233 | 12881.373
Household heat pumps | GWh | 212.5366 | 225.8872 | 240.0866 | 255.2335 | 279.1216 | 305.0616 | 333.3966 | 363.2807 | 394.4615 | 426.7779 | 460.0282 | 494.3666 | 529.5212 | 564.3646 | 600.5827 | 639.7601 | 679.445 | 705.0016 | 729.4814 | 754.0004 | 778.1436 | 801.8768 | 825.1648 | 847.9708
Large heat pumps | GWh | 18.4965 | 43.5132 | 63.5893 | 68.0169 | 74.1496 | 80.4367 | 81.7413 | 77.6922 | 75.3111 | 83.1668 | 87.2059 | 92.2563 | 92.0569 | 220.561 | 226.2449 | 232.3732 | 235.5742 | 233.5232 | 246.7229 | 252.482 | 259.946 | 262.0508 | 263.4922 | 262.056
Electric boilers | GWh | 114.8997 | 80.6593 | 95.2693 | 311.6169 | 314.0455 | 324.2884 | 314.3686 | 319.1901 | 317.8572 | 312.4579 | 310.8553 | 299.3594 | 297.9681 | 297.0709 | 306.7836 | 298.1366 | 289.9988 | 323.8425 | 319.5693 | 325.3796 | 309.3315 | 309.9897 | 309.0721 | 329.8098
Road and sea transport | GWh | 135.9713 | 139.5591 | 149.1791 | 166.4891 | 213.6109 | 285.9257 | 374.2346 | 471.9922 | 578.3565 | 706.6369 | 850.9274 | 1013.8195 | 1199.1607 | 1404.3713 | 1631.921 | 1878.4498 | 2166.0513 | 2468.4247 | 2772.3575 | 3074.6418 | 3354.2027 | 3606.4984 | 3841.2217 | 4058.2114
Rail transport | GWh | 119.8 | 139.9238 | 160.0477 | 200.1115 | 312.9878 | 425.8642 | 518.6167 | 650.5677 | 762.5789 | 820.3695 | 878.16 | 935.9506 | 954.5426 | 973.1346 | 973.1346 | 973.1346 | 973.1346 | 973.1346 | 973.1346 | 973.1346 | 973.1346 | 973.1346 | 973.1346 | 973.1346
Large data centres | GWh | 0 | 0 | 0 | 0 | 0 | 0 | 0 | 0 | 0 | 0 | 0 | 0 | 0 | 0 | 0 | 0 | 0 | 0 | 0 | 0 | 0 | 0 | 0 | 0
Total, Eastern Denmark (DK2) | GWh | 13312.3765 | 13423.2704 | 13602.1771 | 13897.421 | 14064.1358 | 14313.7894 | 14514.6636 | 14791.1031 | 15049.9354 | 15268.4391 | 15512.2004 | 15752.2952 | 15984.2916 | 16392.3014 | 16663.1081 | 16942.0385 | 17242.4576 | 17576.6602 | 17926.2968 | 18248.2451 | 18539.4637 | 18811.1803 | 19063.9089 | 19352.5557
Denmark
Traditional consumption | GWh | 31192.1643 | 31388.4978 | 31623.527 | 31629.8824 | 31572.1034 | 31630.5505 | 31649.1935 | 31685.9626 | 31712.841 | 31707.0976 | 31721.8074 | 31700.9932 | 31687.4926 | 31740.8908 | 31720.3785 | 31709.9299 | 31656.1063 | 31593.4725 | 31623.654 | 31583.3437 | 31573.7689 | 31556.4037 | 31542.1525 | 31614.676
Household heat pumps | GWh | 521.5678 | 554.1982 | 588.8307 | 626.0107 | 684.7169 | 748.4569 | 818.4519 | 891.7385 | 968.1244 | 1047.4385 | 1129.0443 | 1213.3209 | 1299.6007 | 1385.1166 | 1474.0064 | 1570.1594 | 1667.5579 | 1730.2813 | 1790.3617 | 1850.5387 | 1909.7931 | 1968.0415 | 2025.197 | 2081.1696
Large heat pumps | GWh | 108.5202 | 152.4757 | 272.8821 | 352.3572 | 386.6604 | 406.3127 | 443.4967 | 407.4176 | 403.2382 | 436.4824 | 518.0312 | 697.4585 | 692.0276 | 993.1372 | 1013.1285 | 1030.3575 | 1016.6571 | 1021.2975 | 1048.3179 | 1054.4873 | 1064.2467 | 1070.0748 | 1078.2319 | 1089.1613
Electric boilers | GWh | 203.26 | 178.9108 | 212.2434 | 385.4255 | 396.5121 | 394.3637 | 404.579 | 401.8773 | 371.4905 | 387.0589 | 456.5929 | 446.7273 | 387.1409 | 407.9471 | 417.0693 | 417.0051 | 392.9878 | 430.0199 | 429.2092 | 426.9815 | 415.0772 | 413.63 | 410.63 | 420.3868
Road and sea transport | GWh | 147.7297 | 152.885 | 168.8367 | 209.4074 | 308.2715 | 466.0556 | 666.0639 | 891.1265 | 1135.5624 | 1432.7875 | 1772.3015 | 2157.1155 | 2594.0929 | 3076.463 | 3608.9923 | 4183.2402 | 4850.9166 | 5552.56 | 6259.2728 | 6959.7039 | 7610.1622 | 8198.2896 | 8741.7286 | 9242.7404
Rail transport | GWh | 193.8 | 225.2442 | 256.6885 | 316.5114 | 478.5747 | 670.2128 | 845.5225 | 1060.0309 | 1249.6631 | 1359.0101 | 1438.7824 | 1503.4388 | 1528.8965 | 1550.8517 | 1550.8517 | 1550.8517 | 1550.8517 | 1550.8517 | 1550.8517 | 1550.8517 | 1550.8517 | 1550.8517 | 1550.8517 | 1550.8517
Large data centres | GWh | 0 | 423.4 | 846.8 | 1445.4 | 2044 | 2642.6 | 3241.2 | 3416.4 | 3591.6 | 3591.6 | 3591.6 | 3591.6 | 3591.6 | 3591.6 | 3591.6 | 3591.6 | 3591.6 | 3591.6 | 3591.6 | 3591.6 | 3591.6 | 3591.6 | 3591.6 | 3591.6
Total, Denmark | GWh | 32367.042 | 33075.6117 | 33969.8085 | 34964.9946 | 35870.8391 | 36958.5521 | 38068.5076 | 38754.5533 | 39432.5196 | 39961.475 | 40628.1597 | 41310.6541 | 41780.8512 | 42746.0064 | 43376.0267 | 44053.1437 | 44726.6773 | 45470.0828 | 46293.2673 | 47017.5068 | 47715.4998 | 48348.8911 | 48940.3918 | 49590.5858
Gross | Unit | 2017 | 2018 | 2019 | 2020 | 2021 | 2022 | 2023 | 2024 | 2025 | 2026 | 2027 | 2028 | 2029 | 2030 | 2031 | 2032 | 2033 | 2034 | 2035 | 2036 | 2037 | 2038 | 2039 | 2040
Western Denmark (DK1)
Traditional consumption | GWh | 19775.1964 | 19896.4038 | 20040.5884 | 20045.3042 | 20011.0149 | 20050.0212 | 20069.8698 | 20092.0132 | 20106.8737 | 20103.2322 | 20112.5587 | 20099.3619 | 20090.8021 | 20124.6582 | 20111.6527 | 20105.028 | 20070.9023 | 20031.1906 | 20050.3266 | 20024.7686 | 20018.6979 | 20007.6879 | 19998.6522 | 20044.6343
Household heat pumps | GWh | 330.6633 | 351.2927 | 373.1562 | 396.7317 | 433.9869 | 474.433 | 519.0092 | 565.4498 | 613.8193 | 664.1068 | 715.8473 | 769.2811 | 823.985 | 878.2046 | 934.5634 | 995.5272 | 1057.2807 | 1097.0492 | 1135.142 | 1173.296 | 1210.865 | 1247.7962 | 1284.0345 | 1319.5227
Large heat pumps | GWh | 96.3253 | 116.59 | 223.9433 | 304.2442 | 334.3866 | 348.6873 | 387.0783 | 352.8062 | 350.882 | 378.0477 | 460.983 | 647.5664 | 641.9687 | 826.6565 | 841.9654 | 853.8432 | 835.7587 | 842.9185 | 857.7066 | 858.1456 | 860.6018 | 864.5856 | 871.7715 | 885.0026
Electric boilers | GWh | 94.5455 | 105.1291 | 125.1623 | 78.9752 | 88.2393 | 74.9805 | 96.5252 | 88.4753 | 57.3876 | 79.8231 | 155.9393 | 157.6837 | 95.4149 | 118.6376 | 118.0057 | 127.1893 | 110.1982 | 113.6098 | 117.3146 | 108.7141 | 113.148 | 110.8951 | 108.667 | 96.9174
Road and sea transport | GWh | 12.5815 | 14.2587 | 21.0337 | 45.9226 | 101.2868 | 192.7391 | 312.2573 | 448.4737 | 596.2103 | 776.9811 | 985.8702 | 1223.3267 | 1492.5774 | 1789.1381 | 2115.4663 | 2466.1257 | 2872.8059 | 3300.0247 | 3730.9994 | 4157.0163 | 4553.8766 | 4913.2166 | 5243.5423 | 5547.446
Rail transport | GWh | 79.18 | 91.2928 | 103.4056 | 124.5479 | 177.178 | 261.453 | 349.7893 | 438.1256 | 521.1801 | 576.3455 | 599.8659 | 607.2123 | 614.5587 | 618.1573 | 618.1573 | 618.1573 | 618.1573 | 618.1573 | 618.1573 | 618.1573 | 618.1573 | 618.1573 | 618.1573 | 618.1573
Large data centres | GWh | 0 | 453.038 | 906.076 | 1546.578 | 2187.08 | 2827.582 | 3468.084 | 3655.548 | 3843.012 | 3843.012 | 3843.012 | 3843.012 | 3843.012 | 3843.012 | 3843.012 | 3843.012 | 3843.012 | 3843.012 | 3843.012 | 3843.012 | 3843.012 | 3843.012 | 3843.012 | 3843.012
Total, Western Denmark (DK1) | GWh | 20388.4921 | 21028.0051 | 21793.3656 | 22542.3038 | 23333.1725 | 24229.8961 | 25202.6131 | 25640.8917 | 26089.3651 | 26421.5484 | 26874.0765 | 27347.4441 | 27602.3188 | 28198.4643 | 28582.8228 | 29008.8826 | 29408.1151 | 29845.9621 | 30352.6584 | 30783.1099 | 31218.3586 | 31605.3506 | 31967.8368 | 32354.6922
Eastern Denmark (DK2)
Traditional consumption | GWh | 13473.3127 | 13561.3516 | 13667.6455 | 13669.7104 | 13642.4335 | 13665.7457 | 13665.8442 | 13682.8829 | 13696.6524 | 13694.1719 | 13700.525 | 13691.5354 | 13685.7045 | 13708.767 | 13699.9079 | 13695.3951 | 13672.1489 | 13645.0976 | 13658.1329 | 13640.723 | 13636.5877 | 13629.0878 | 13622.9327 | 13654.2554
Household heat pumps | GWh | 225.2888 | 239.4405 | 254.4918 | 270.5475 | 295.8689 | 323.3653 | 353.4003 | 385.0776 | 418.1292 | 452.3846 | 487.6298 | 524.0286 | 561.2925 | 598.2265 | 636.6176 | 678.1457 | 720.2117 | 747.3017 | 773.2503 | 799.2405 | 824.8322 | 849.9894 | 874.6747 | 898.849
Large heat pumps | GWh | 19.6063 | 46.1239 | 67.4046 | 72.0979 | 78.5986 | 85.2629 | 86.6458 | 82.3537 | 79.8298 | 88.1569 | 92.4383 | 97.7916 | 97.5803 | 233.7946 | 239.8196 | 246.3156 | 249.7086 | 247.5345 | 261.5263 | 267.6309 | 275.5427 | 277.7739 | 279.3018 | 277.7794
Electric boilers | GWh | 121.7937 | 85.4988 | 100.9854 | 330.3139 | 332.8882 | 343.7457 | 333.2307 | 338.3415 | 336.9286 | 331.2054 | 329.5066 | 317.3209 | 315.8462 | 314.8951 | 325.1906 | 316.0248 | 307.3988 | 343.273 | 338.7435 | 344.9023 | 327.8913 | 328.5891 | 327.6164 | 349.5984
Road and sea transport | GWh | 144.1296 | 147.9326 | 158.1298 | 176.4784 | 226.4275 | 303.0812 | 396.6887 | 500.3117 | 613.0579 | 749.0351 | 901.9831 | 1074.6487 | 1271.1104 | 1488.6335 | 1729.8363 | 1991.1568 | 2296.0143 | 2616.5302 | 2938.699 | 3259.1204 | 3555.4549 | 3822.8883 | 4071.695 | 4301.7041
Rail transport | GWh | 126.988 | 148.3193 | 169.6506 | 212.1182 | 331.7671 | 451.416 | 549.7337 | 689.6018 | 808.3336 | 869.5916 | 930.8496 | 992.1077 | 1011.8152 | 1031.5227 | 1031.5227 | 1031.5227 | 1031.5227 | 1031.5227 | 1031.5227 | 1031.5227 | 1031.5227 | 1031.5227 | 1031.5227 | 1031.5227
Large data centres | GWh | 0 | 0 | 0 | 0 | 0 | 0 | 0 | 0 | 0 | 0 | 0 | 0 | 0 | 0 | 0 | 0 | 0 | 0 | 0 | 0 | 0 | 0 | 0 | 0
Total, Eastern Denmark (DK2) | GWh | 14111.1191 | 14228.6667 | 14418.3077 | 14731.2663 | 14907.9839 | 15172.6168 | 15385.5434 | 15678.5693 | 15952.9315 | 16184.5455 | 16442.9324 | 16697.4329 | 16943.3491 | 17375.8395 | 17662.8946 | 17958.5608 | 18277.0051 | 18631.2598 | 19001.8746 | 19343.1399 | 19651.8316 | 19939.8511 | 20207.7434 | 20513.709
Denmark
Traditional consumption | GWh | 33248.5091 | 33457.7553 | 33708.2339 | 33715.0146 | 33653.4484 | 33715.7669 | 33735.714 | 33774.8962 | 33803.5262 | 33797.4041 | 33813.0837 | 33790.8973 | 33776.5066 | 33833.4252 | 33811.5606 | 33800.4231 | 33743.0512 | 33676.2882 | 33708.4595 | 33665.4917 | 33655.2857 | 33636.7756 | 33621.585 | 33698.8896
Household heat pumps | GWh | 555.9521 | 590.7332 | 627.648 | 667.2792 | 729.8559 | 797.7982 | 872.4096 | 950.5274 | 1031.9485 | 1116.4914 | 1203.4772 | 1293.3097 | 1385.2775 | 1476.4311 | 1571.181 | 1673.6729 | 1777.4925 | 1844.351 | 1908.3922 | 1972.5365 | 2035.6972 | 2097.7856 | 2158.7092 | 2218.3718
Large heat pumps | GWh | 115.9316 | 162.7139 | 291.348 | 376.3421 | 412.9852 | 433.9502 | 473.7241 | 435.1599 | 430.7118 | 466.2045 | 553.4213 | 745.3581 | 739.549 | 1060.4512 | 1081.785 | 1100.1588 | 1085.4673 | 1090.4531 | 1119.2329 | 1125.7765 | 1136.1445 | 1142.3595 | 1151.0732 | 1162.782
Electric boilers | GWh | 216.3392 | 190.6279 | 226.1477 | 409.2891 | 421.1275 | 418.7262 | 429.7559 | 426.8168 | 394.3163 | 411.0285 | 485.4458 | 475.0046 | 411.2611 | 433.5327 | 443.1963 | 443.2141 | 417.5969 | 456.8829 | 456.0581 | 453.6164 | 441.0393 | 439.4842 | 436.2834 | 446.5158
Road and sea transport | GWh | 156.7111 | 162.1914 | 179.1635 | 222.401 | 327.7144 | 495.8203 | 708.946 | 948.7854 | 1209.2682 | 1526.0162 | 1887.8533 | 2297.9753 | 2763.6878 | 3277.7717 | 3845.3026 | 4457.2825 | 5168.8203 | 5916.5549 | 6669.6984 | 7416.1367 | 8109.3315 | 8736.1048 | 9315.2374 | 9849.1501
Rail transport | GWh | 206.168 | 239.6121 | 273.0562 | 336.6661 | 508.9451 | 712.869 | 899.5229 | 1127.7274 | 1329.5137 | 1445.9371 | 1530.7156 | 1599.32 | 1626.3739 | 1649.68 | 1649.68 | 1649.68 | 1649.68 | 1649.68 | 1649.68 | 1649.68 | 1649.68 | 1649.68 | 1649.68 | 1649.68
Large data centres | GWh | 0 | 453.038 | 906.076 | 1546.578 | 2187.08 | 2827.582 | 3468.084 | 3655.548 | 3843.012 | 3843.012 | 3843.012 | 3843.012 | 3843.012 | 3843.012 | 3843.012 | 3843.012 | 3843.012 | 3843.012 | 3843.012 | 3843.012 | 3843.012 | 3843.012 | 3843.012 | 3843.012
Total, Denmark | GWh | 34499.6112 | 35256.6718 | 36211.6733 | 37273.57 | 38241.1564 | 39402.5129 | 40588.1565 | 41319.461 | 42042.2966 | 42606.0939 | 43317.0089 | 44044.877 | 44545.6679 | 45574.3038 | 46245.7175 | 46967.4434 | 47685.1202 | 48477.222 | 49354.533 | 50126.2498 | 50870.1901 | 51545.2017 | 52175.5801 | 52868.4012
J. Figures
Analysis assumptions 2016 (AF2016) for comparison
Net | Unit | 2017 | 2018 | 2019 | 2020 | 2021 | 2022 | 2023 | 2024 | 2025 | 2026 | 2027 | 2028 | 2029 | 2030 | 2031 | 2032 | 2033 | 2034 | 2035 | 2036 | 2037 | 2038 | 2039 | 2040
Western Denmark (DK1)
Traditional consumption - AF2016 | GWh | 18385.8727 | 18498.5646 | 18632.6194 | 18637.0039 | 18605.1236 | 18641.3894 | 18659.8436 | 18680.4313 | 18694.2478 | 18690.8621 | 18699.5333 | 18687.2637 | 18679.3053 | 18710.7827 | 18698.691 | 18692.5317 | 18660.8035 | 18623.8818 | 18641.6734 | 18617.911 | 18612.2668 | 18602.0303 | 18593.6295 | 18636.381
Household heat pumps - AF2016 | GWh | 309.0312 | 328.311 | 348.7441 | 370.7773 | 405.5953 | 443.3953 | 485.0553 | 528.4578 | 573.6629 | 620.6606 | 669.0162 | 718.9543 | 770.0795 | 820.752 | 873.4237 | 930.3993 | 988.1128 | 1025.2796 | 1060.8804 | 1096.5383 | 1131.6495 | 1166.1646 | 1200.0322 | 1233.1988
Large heat pumps - AF2016 | GWh | 87.1179 | 112.9204 | 152.3602 | 153.4508 | 175.3109 | 196.5803 | 229.6811 | 267.7205 | 331.0536 | 422.7697 | 528.4961 | 626.0299 | 730.5228 | 818.0325 | 894.0788 | 976.6079 | 1024.6536 | 1077.2846 | 1111.1332 | 1158.8741 | 1267.1285 | 1318.5931 | 1365.2324 | 1490.6553
Electric boilers - AF2016 | GWh | 684.0976 | 675.9068 | 627.7875 | 497.8881 | 401.5717 | 320.3954 | 330.9911 | 277.2705 | 267.9528 | 400.8476 | 425.082 | 398.1435 | 358.9864 | 590.3918 | 580.7688 | 573.2834 | 546.7724 | 545.9401 | 515.1758 | 492.2695 | 455.6831 | 445.4804 | 411.7167 | 425.172
Road and sea transport - AF2016 | GWh | 15.9976 | 17.7722 | 19.989 | 22.2107 | 59.0874 | 95.9708 | 132.9017 | 169.7842 | 206.6521 | 243.5384 | 280.4247 | 317.311 | 354.1973 | 391.0836 | 455.0791 | 519.0745 | 583.07 | 647.0655 | 711.061 | 835.4967 | 959.9324 | 1084.368 | 1208.8037 | 1333.2394
Rail transport - AF2016 | GWh | 82.2408 | 90.3612 | 98.4816 | 156.7492 | 214.0474 | 300.9204 | 402.9093 | 504.8981 | 560.2424 | 611.7988 | 633.7805 | 640.6463 | 647.512 | 650.8752 | 650.8752 | 650.8752 | 650.8752 | 650.8752 | 650.8752 | 650.8752 | 650.8752 | 650.8752 | 650.8752 | 650.8752
Large data centres - AF2016 | GWh | 0 | 700.8 | 1401.6 | 2102.4 | 2657.2 | 3212 | 3766.8 | 3766.8 | 3766.8 | 3766.8 | 3766.8 | 3766.8 | 3766.8 | 3766.8 | 3766.8 | 3766.8 | 3766.8 | 3766.8 | 3766.8 | 3766.8 | 3766.8 | 3766.8 | 3766.8 | 3766.8
Total, Western Denmark (DK1) | GWh | 19564.3578 | 20424.636 | 21281.5817 | 21940.48 | 22517.9362 | 23210.6516 | 24008.1821 | 24195.3625 | 24400.6116 | 24757.2772 | 25003.1329 | 25155.1487 | 25307.4033 | 25748.7178 | 25919.7166 | 26109.5721 | 26221.0876 | 26337.1268 | 26457.599 | 26618.7648 | 26844.3355 | 27034.3116 | 27197.0896 | 27536.3216
Eastern Denmark (DK2)
Traditional consumption - AF2016 | GWh | 12644.9101 | 12727.5359 | 12827.2944 | 12829.2323 | 12803.6326 | 12825.5114 | 12825.6038 | 12841.595 | 12854.5178 | 12852.1898 | 12858.1523 | 12849.7155 | 12844.2431 | 12865.8876 | 12857.5731 | 12853.3378 | 12831.5209 | 12806.1329 | 12818.3667 | 12802.0273 | 12798.1462 | 12791.1074 | 12785.3308 | 12814.7275
Household heat pumps - AF2016 | GWh | 212.5366 | 225.8872 | 240.0866 | 255.2335 | 279.1216 | 305.0616 | 333.3966 | 363.2807 | 394.4615 | 426.7779 | 460.0282 | 494.3666 | 529.5212 | 564.3646 | 600.5827 | 639.7601 | 679.445 | 705.0016 | 729.4814 | 754.0004 | 778.1436 | 801.8768 | 825.1648 | 847.9708
Large heat pumps - AF2016 | GWh | 6.8482 | 18.0132 | 32.9183 | 52.563 | 64.9203 | 77.663 | 92.22 | 108.6879 | 124.8451 | 171.5536 | 205.8213 | 243.45 | 281.5036 | 321.4213 | 342.1276 | 366.8451 | 381.4731 | 401.1493 | 414.325 | 431.3363 | 444.5469 | 458.1328 | 542.3112 | 556.1101
Electric boilers - AF2016 | GWh | 84.1173 | 263.3141 | 259.3986 | 276.0551 | 246.3735 | 239.9828 | 234.8004 | 244.8128 | 229.6508 | 245.1597 | 234.0123 | 238.5436 | 226.1487 | 206.9655 | 205.039 | 202.3523 | 189.136 | 183.5907 | 176.4968 | 172.2513 | 156.1869 | 145.3611 | 131.8005 | 126.0647
Road and sea transport - AF2016 | GWh | 11.0024 | 12.2278 | 13.761 | 15.2893 | 40.6626 | 66.0292 | 91.3483 | 116.7158 | 142.0979 | 167.4616 | 192.8253 | 218.189 | 243.5527 | 268.9164 | 312.9209 | 356.9255 | 400.93 | 444.9345 | 488.939 | 574.5033 | 660.0676 | 745.632 | 831.1963 | 916.7606
Rail transport - AF2016 | GWh | 120 | 140.1238 | 179.2235 | 278.2202 | 381.7033 | 494.1238 | 586.4205 | 698.5561 | 750.7947 | 798.5469 | 837.3617 | 876.1765 | 876.1765 | 876.1765 | 876.1765 | 876.1765 | 876.1765 | 876.1765 | 876.1765 | 876.1765 | 876.1765 | 876.1765 | 876.1765 | 876.1765
Large data centres - AF2016 | GWh | 0 | 0 | 0 | 0 | 0 | 0 | 0 | 0 | 0 | 0 | 0 | 0 | 0 | 0 | 0 | 0 | 0 | 0 | 0 | 0 | 0 | 0 | 0 | 0
Total, Eastern Denmark (DK2) | GWh | 13079.4145 | 13387.1021 | 13552.6824 | 13706.5935 | 13816.414 | 14008.3718 | 14163.7895 | 14373.6482 | 14496.3677 | 14661.6895 | 14788.201 | 14920.4411 | 15001.1458 | 15103.7319 | 15194.4198 | 15295.3972 | 15358.6815 | 15416.9855 | 15503.7853 | 15610.2951 | 15713.2676 | 15818.2865 | 15991.9801 | 16137.8102
Denmark
Traditional consumption - AF2016 | GWh | 31030.7828 | 31226.1005 | 31459.9138 | 31466.2362 | 31408.7562 | 31466.9009 | 31485.4474 | 31522.0263 | 31548.7656 | 31543.0519 | 31557.6856 | 31536.9792 | 31523.5483 | 31576.6703 | 31556.2641 | 31545.8696 | 31492.3245 | 31430.0147 | 31460.0401 | 31419.9383 | 31410.413 | 31393.1377 | 31378.9603 | 31451.1085
Household heat pumps - AF2016 | GWh | 521.5678 | 554.1982 | 588.8307 | 626.0107 | 684.7169 | 748.4569 | 818.4519 | 891.7385 | 968.1244 | 1047.4385 | 1129.0443 | 1213.3209 | 1299.6007 | 1385.1166 | 1474.0064 | 1570.1594 | 1667.5579 | 1730.2813 | 1790.3617 | 1850.5387 | 1909.7931 | 1968.0415 | 2025.197 | 2081.1696
Large heat pumps - AF2016 | GWh | 93.9661 | 130.9336 | 185.2786 | 206.0138 | 240.2312 | 274.2433 | 321.9011 | 376.4084 | 455.8986 | 594.3233 | 734.3174 | 869.4799 | 1012.0265 | 1139.4538 | 1236.2064 | 1343.453 | 1406.1267 | 1478.4338 | 1525.4582 | 1590.2104 | 1711.6754 | 1776.7258 | 1907.5436 | 2046.7654
Electric boilers - AF2016 | GWh | 768.2148 | 939.2208 | 887.186 | 773.9433 | 647.9452 | 560.3782 | 565.7915 | 522.0833 | 497.6036 | 646.0073 | 659.0943 | 636.6871 | 585.1352 | 797.3573 | 785.8078 | 775.6357 | 735.9084 | 729.5308 | 691.6726 | 664.5208 | 611.87 | 590.8414 | 543.5172 | 551.2367
Road and sea transport - AF2016 | GWh | 27 | 30 | 33.75 | 37.5 | 99.75 | 162 | 224.25 | 286.5 | 348.75 | 411 | 473.25 | 535.5 | 597.75 | 660 | 768 | 876 | 984 | 1092 | 1200 | 1410 | 1620 | 1830 | 2040 | 2250
Rail transport - AF2016 | GWh | 202.2408 | 230.485 | 277.705 | 434.9695 | 595.7507 | 795.0442 | 989.3297 | 1203.4543 | 1311.0371 | 1410.3457 | 1471.1422 | 1516.8228 | 1523.6885 | 1527.0517 | 1527.0517 | 1527.0517 | 1527.0517 | 1527.0517 | 1527.0517 | 1527.0517 | 1527.0517 | 1527.0517 | 1527.0517 | 1527.0517
Large data centres - AF2016 | GWh | 0 | 700.8 | 1401.6 | 2102.4 | 2657.2 | 3212 | 3766.8 | 3766.8 | 3766.8 | 3766.8 | 3766.8 | 3766.8 | 3766.8 | 3766.8 | 3766.8 | 3766.8 | 3766.8 | 3766.8 | 3766.8 | 3766.8 | 3766.8 | 3766.8 | 3766.8 | 3766.8
Total, Denmark | GWh | 32643.7723 | 33811.7381 | 34834.2641 | 35647.0735 | 36334.3501 | 37219.0234 | 38171.9716 | 38569.0108 | 38896.9793 | 39418.9667 | 39791.3339 | 40075.5898 | 40308.5491 | 40852.4496 | 41114.1364 | 41404.9693 | 41579.7691 | 41754.1123 | 41961.3843 | 42229.0599 | 42557.6032 | 42852.5981 | 43189.0698 | 43674.1318
Gross | Unit | 2017 | 2018 | 2019 | 2020 | 2021 | 2022 | 2023 | 2024 | 2025 | 2026 | 2027 | 2028 | 2029 | 2030 | 2031 | 2032 | 2033 | 2034 | 2035 | 2036 | 2037 | 2038 | 2039 | 2040
Western Denmark (DK1) - AF2016 | GWh | 20933.8628 | 21854.3606 | 22771.2924 | 23476.3136 | 24094.1917 | 24835.3972 | 25688.7549 | 25889.0379 | 26108.6544 | 26490.2866 | 26753.3522 | 26916.0091 | 27078.9215 | 27551.128 | 27734.0967 | 27937.2421 | 28056.5637 | 28180.7257 | 28309.631 | 28482.0783 | 28723.439 | 28926.7135 | 29100.8859 | 29463.8641
Eastern Denmark (DK2) - AF2016 | GWh | 13864.1794 | 14190.3282 | 14365.8434 | 14528.9891 | 14645.3988 | 14848.8741 | 15013.6169 | 15236.0671 | 15366.1498 | 15541.3909 | 15675.4931 | 15815.6676 | 15901.2146 | 16009.9558 | 16106.085 | 16213.1211 | 16280.2024 | 16342.0046 | 16434.0124 | 16546.9128 | 16656.0637 | 16767.3836 | 16951.4989 | 17106.0788
Denmark - AF2016 | GWh | 34798.0422 | 36044.6888 | 37137.1358 | 38005.3027 | 38739.5905 | 39684.2713 | 40702.3718 | 41125.105 | 41474.8041 | 42031.6775 | 42428.8453 | 42731.6767 | 42980.1361 | 43561.0838 | 43840.1817 | 44150.3632 | 44336.7661 | 44522.7303 | 44743.6434 | 45028.9912 | 45379.5027 | 45694.0971 | 46052.3848 | 46569.943
Electricity capacity (beginning of year)
Large heat pumps | Unit | 2017 | 2018 | 2019 | 2020 | 2021 | 2022 | 2023 | 2024 | 2025 | 2026 | 2027 | 2028 | 2029 | 2030 | 2031 | 2032 | 2033 | 2034 | 2035 | 2036 | 2037 | 2038 | 2039 | 2040
Central - AF2016 | MW | 4 | 6 | 8 | 10 | 18 | 26 | 34 | 42 | 50 | 60 | 70 | 80 | 90 | 100 | 110 | 120 | 130 | 140 | 150 | 170 | 190 | 210 | 230 | 250
Local - AF2016 | MW | 10.0095 | 14.8798 | 20 | 25 | 30 | 35 | 40 | 45 | 50 | 75 | 100 | 125 | 150 | 175 | 200 | 225 | 250 | 275 | 300 | 320 | 340 | 360 | 380 | 400
DK, total - AF2016 | MW | 14.0095 | 20.8798 | 28 | 35 | 48 | 61 | 74 | 87 | 100 | 135 | 170 | 205 | 240 | 275 | 310 | 345 | 380 | 415 | 450 | 490 | 530 | 570 | 610 | 650
Electricity , boilers | MW | 666.9 | 666.9 | 666.9 | 666.9 | 666.9 | 666.9 | 666.9 | 666.9 | 666.9 | 666.9 | 666.9 | 666.9 | 666.9 | 666.9 | 666.9 | 666.9 | 666.9 | 666.9 | 666.9 | 666.9 | 666.9 | 666.9 | 666.9 | 666.9
Analysis assumptions 2016 (AF2016) for comparison
Traditional consumption
Household heat pumps
Large heat pumps and electric boilers
Road and sea transport
Rail transport
Large data centres

## Power consumption
Power consumption
A. Input power consumption calculations
Gross (for calculation) | Unit | 2017 | 2018 | 2019 | 2020 | 2021 | 2022 | 2023 | 2024 | 2025 | 2026 | 2027 | 2028 | 2029 | 2030 | 2031 | 2032 | 2033 | 2034 | 2035 | 2036 | 2037 | 2038 | 2039 | 2040
Western Denmark (DK1)
Traditional consumption | GWh | 19775.1964 | 19896.4038 | 20040.5884 | 20045.3042 | 20011.0149 | 20050.0212 | 20069.8698 | 20092.0132 | 20106.8737 | 20103.2322 | 20112.5587 | 20099.3619 | 20090.8021 | 20124.6582 | 20111.6527 | 20105.028 | 20070.9023 | 20031.1906 | 20050.3266 | 20024.7686 | 20018.6979 | 20007.6879 | 19998.6522 | 20044.6343
Household heat pumps | GWh | 330.6633 | 351.2927 | 373.1562 | 396.7317 | 433.9869 | 474.433 | 519.0092 | 565.4498 | 613.8193 | 664.1068 | 715.8473 | 769.2811 | 823.985 | 878.2046 | 934.5634 | 995.5272 | 1057.2807 | 1097.0492 | 1135.142 | 1173.296 | 1210.865 | 1247.7962 | 1284.0345 | 1319.5227
Large heat pumps and electric boilers | GWh | 190.8708 | 221.7191 | 349.1056 | 383.2194 | 422.6259 | 423.6679 | 483.6035 | 441.2815 | 408.2696 | 457.8707 | 616.9223 | 805.2501 | 737.3836 | 945.2941 | 959.9711 | 981.0325 | 945.9569 | 956.5283 | 975.0212 | 966.8597 | 973.7497 | 975.4807 | 980.4385 | 981.9199
Road and sea transport | GWh | 12.5815 | 14.2587 | 21.0337 | 45.9226 | 101.2868 | 192.7391 | 312.2573 | 448.4737 | 596.2103 | 776.9811 | 985.8702 | 1223.3267 | 1492.5774 | 1789.1381 | 2115.4663 | 2466.1257 | 2872.8059 | 3300.0247 | 3730.9994 | 4157.0163 | 4553.8766 | 4913.2166 | 5243.5423 | 5547.446
Rail transport | GWh | 79.18 | 91.2928 | 103.4056 | 124.5479 | 177.178 | 261.453 | 349.7893 | 438.1256 | 521.1801 | 576.3455 | 599.8659 | 607.2123 | 614.5587 | 618.1573 | 618.1573 | 618.1573 | 618.1573 | 618.1573 | 618.1573 | 618.1573 | 618.1573 | 618.1573 | 618.1573 | 618.1573
Large data centres | GWh | 0 | 453.038 | 906.076 | 1546.578 | 2187.08 | 2827.582 | 3468.084 | 3655.548 | 3843.012 | 3843.012 | 3843.012 | 3843.012 | 3843.012 | 3843.012 | 3843.012 | 3843.012 | 3843.012 | 3843.012 | 3843.012 | 3843.012 | 3843.012 | 3843.012 | 3843.012 | 3843.012
Eastern Denmark (DK2)
Traditional consumption | GWh | 13473.3127 | 13561.3516 | 13667.6455 | 13669.7104 | 13642.4335 | 13665.7457 | 13665.8442 | 13682.8829 | 13696.6524 | 13694.1719 | 13700.525 | 13691.5354 | 13685.7045 | 13708.767 | 13699.9079 | 13695.3951 | 13672.1489 | 13645.0976 | 13658.1329 | 13640.723 | 13636.5877 | 13629.0878 | 13622.9327 | 13654.2554
Household heat pumps | GWh | 225.2888 | 239.4405 | 254.4918 | 270.5475 | 295.8689 | 323.3653 | 353.4003 | 385.0776 | 418.1292 | 452.3846 | 487.6298 | 524.0286 | 561.2925 | 598.2265 | 636.6176 | 678.1457 | 720.2117 | 747.3017 | 773.2503 | 799.2405 | 824.8322 | 849.9894 | 874.6747 | 898.849
Large heat pumps and electric boilers | GWh | 141.4 | 131.6228 | 168.3901 | 402.4118 | 411.4868 | 429.0086 | 419.8765 | 420.6953 | 416.7584 | 419.3623 | 421.9449 | 415.1126 | 413.4265 | 548.6898 | 565.0102 | 562.3404 | 557.1074 | 590.8076 | 600.2698 | 612.5333 | 603.4341 | 606.363 | 606.9182 | 627.3778
Road and sea transport | GWh | 144.1296 | 147.9326 | 158.1298 | 176.4784 | 226.4275 | 303.0812 | 396.6887 | 500.3117 | 613.0579 | 749.0351 | 901.9831 | 1074.6487 | 1271.1104 | 1488.6335 | 1729.8363 | 1991.1568 | 2296.0143 | 2616.5302 | 2938.699 | 3259.1204 | 3555.4549 | 3822.8883 | 4071.695 | 4301.7041
Rail transport | GWh | 126.988 | 148.3193 | 169.6506 | 212.1182 | 331.7671 | 451.416 | 549.7337 | 689.6018 | 808.3336 | 869.5916 | 930.8496 | 992.1077 | 1011.8152 | 1031.5227 | 1031.5227 | 1031.5227 | 1031.5227 | 1031.5227 | 1031.5227 | 1031.5227 | 1031.5227 | 1031.5227 | 1031.5227 | 1031.5227
Large data centres | GWh | 0 | 0 | 0 | 0 | 0 | 0 | 0 | 0 | 0 | 0 | 0 | 0 | 0 | 0 | 0 | 0 | 0 | 0 | 0 | 0 | 0 | 0 | 0 | 0
Load factors 10-year winter) | Unit | Value
Load factor, maximum power in DK1 | h | 5560
Load factor, maximum power in DK2 | h | 5327
Load factor, minimum power in DK1 | h | 16911
Load factor, minimum power in DK2 | h | 15862
Load factor, rail transport | h | 2000
Load factor, large data centres | h | 8760
Accounting for peak power loads in an hour | p.u. | 1.02
Share, household heat pumps | pc | 100%
Share, large heat pumps and electric boilers | pc | 0%
Share, transport | pc | 25%
Reference: Energinets market data and own calculations
B. Maximum power
Maximum power | Unit | 2017 | 2018 | 2019 | 2020 | 2021 | 2022 | 2023 | 2024 | 2025 | 2026 | 2027 | 2028 | 2029 | 2030 | 2031 | 2032 | 2033 | 2034 | 2035 | 2036 | 2037 | 2038 | 2039 | 2040
Western Denmark (DK1)
Traditional consumption | MWh/h | 3627.8238 | 3650.0597 | 3676.5108 | 3677.376 | 3671.0855 | 3678.2413 | 3681.8826 | 3685.9449 | 3688.6711 | 3688.003 | 3689.714 | 3687.293 | 3685.7227 | 3691.9337 | 3689.5478 | 3688.3325 | 3682.072 | 3674.7868 | 3678.2973 | 3673.6086 | 3672.4949 | 3670.4751 | 3668.8175 | 3677.253
Household heat pumps | MWh/h | 60.6613 | 64.4458 | 68.4567 | 72.7817 | 79.6163 | 87.0363 | 95.2139 | 103.7336 | 112.6071 | 121.8325 | 131.3245 | 141.1271 | 151.1627 | 161.1095 | 171.4487 | 182.6327 | 193.9616 | 201.2572 | 208.2455 | 215.2449 | 222.1371 | 228.9122 | 235.5603 | 242.0707
Large heat pumps and electric boilers | MWh/h | 0 | 0 | 0 | 0 | 0 | 0 | 0 | 0 | 0 | 0 | 0 | 0 | 0 | 0 | 0 | 0 | 0 | 0 | 0 | 0 | 0 | 0 | 0 | 0
Road and sea transport | MWh/h | 0.57703 | 0.65395 | 0.96468 | 2.1062 | 4.6453 | 8.8397 | 14.3212 | 20.5685 | 27.3442 | 35.6349 | 45.2153 | 56.1058 | 68.4545 | 82.0558 | 97.0223 | 113.1047 | 131.7564 | 151.3501 | 171.116 | 190.6545 | 208.8559 | 225.3364 | 240.4862 | 254.4242
Rail transport | MWh/h | 39.59 | 45.6464 | 51.7028 | 62.274 | 88.589 | 130.7265 | 174.8946 | 219.0628 | 260.5901 | 288.1728 | 299.933 | 303.6062 | 307.2793 | 309.0786 | 309.0786 | 309.0786 | 309.0786 | 309.0786 | 309.0786 | 309.0786 | 309.0786 | 309.0786 | 309.0786 | 309.0786
Large data centres | MWh/h | 0 | 51.7167 | 103.4333 | 176.55 | 249.6667 | 322.7833 | 395.9 | 417.3 | 438.7 | 438.7 | 438.7 | 438.7 | 438.7 | 438.7 | 438.7 | 438.7 | 438.7 | 438.7 | 438.7 | 438.7 | 438.7 | 438.7 | 438.7 | 438.7
Total, Western Denmark (DK1) | MWh/h | 3728.6521 | 3812.5225 | 3901.0684 | 3991.0878 | 4093.6028 | 4227.6271 | 4362.2123 | 4446.6097 | 4527.9125 | 4572.3433 | 4604.8868 | 4626.8321 | 4651.3193 | 4682.8776 | 4705.7974 | 4731.8485 | 4755.5686 | 4775.1727 | 4805.4374 | 4827.2867 | 4851.2665 | 4872.5024 | 4892.6426 | 4921.5266
Eastern Denmark (DK2)
Traditional consumption | MWh/h | 2579.8346 | 2596.6921 | 2617.0449 | 2617.4403 | 2612.2174 | 2616.6812 | 2616.7 | 2619.9626 | 2622.5991 | 2622.1241 | 2623.3406 | 2621.6193 | 2620.5028 | 2624.9188 | 2623.2225 | 2622.3584 | 2617.9073 | 2612.7275 | 2615.2235 | 2611.8899 | 2611.0981 | 2609.662 | 2608.4835 | 2614.481
Household heat pumps | MWh/h | 43.1377 | 45.8474 | 48.7294 | 51.8037 | 56.6522 | 61.9171 | 67.6682 | 73.7336 | 80.0623 | 86.6214 | 93.3701 | 100.3396 | 107.4748 | 114.5468 | 121.8979 | 129.8496 | 137.9043 | 143.0914 | 148.0599 | 153.0365 | 157.9367 | 162.7537 | 167.4804 | 172.1093
Large heat pumps and electric boilers | MWh/h | 0 | 0 | 0 | 0 | 0 | 0 | 0 | 0 | 0 | 0 | 0 | 0 | 0 | 0 | 0 | 0 | 0 | 0 | 0 | 0 | 0 | 0 | 0 | 0
Road and sea transport | MWh/h | 6.8994 | 7.0814 | 7.5696 | 8.4479 | 10.8389 | 14.5083 | 18.9892 | 23.9496 | 29.3467 | 35.8558 | 43.1773 | 51.4427 | 60.8472 | 71.2599 | 82.8061 | 95.3154 | 109.9087 | 125.2516 | 140.6736 | 156.012 | 170.1973 | 182.9992 | 194.9094 | 205.9198
Rail transport | MWh/h | 63.494 | 74.1596 | 84.8253 | 106.0591 | 165.8835 | 225.708 | 274.8668 | 344.8009 | 404.1668 | 434.7958 | 465.4248 | 496.0538 | 505.9076 | 515.7613 | 515.7613 | 515.7613 | 515.7613 | 515.7613 | 515.7613 | 515.7613 | 515.7613 | 515.7613 | 515.7613 | 515.7613
Large data centres | MWh/h | 0 | 0 | 0 | 0 | 0 | 0 | 0 | 0 | 0 | 0 | 0 | 0 | 0 | 0 | 0 | 0 | 0 | 0 | 0 | 0 | 0 | 0 | 0 | 0
Total, Eastern Denmark (DK2) | MWh/h | 2693.3657 | 2723.7806 | 2758.1692 | 2783.751 | 2845.5921 | 2918.8146 | 2978.2243 | 3062.4467 | 3136.1749 | 3179.3972 | 3225.3129 | 3269.4555 | 3294.7325 | 3326.4869 | 3343.6878 | 3363.2847 | 3381.4816 | 3396.8319 | 3419.7184 | 3436.6997 | 3454.9934 | 3471.1763 | 3486.6346 | 3508.2714
C. Minimum power
Minimum power | Unit | 2017 | 2018 | 2019 | 2020 | 2021 | 2022 | 2023 | 2024 | 2025 | 2026 | 2027 | 2028 | 2029 | 2030 | 2031 | 2032 | 2033 | 2034 | 2035 | 2036 | 2037 | 2038 | 2039 | 2040
Western Denmark (DK1)
Traditional consumption | MWh/h | 1145.9815 | 1153.0055 | 1161.361 | 1161.6343 | 1159.6472 | 1161.9077 | 1163.0579 | 1164.3411 | 1165.2023 | 1164.9913 | 1165.5318 | 1164.767 | 1164.271 | 1166.2329 | 1165.4793 | 1165.0953 | 1163.1177 | 1160.8164 | 1161.9254 | 1160.4443 | 1160.0925 | 1159.4544 | 1158.9308 | 1161.5955
Household heat pumps | MWh/h | 19.1621 | 20.3576 | 21.6246 | 22.9908 | 25.1497 | 27.4936 | 30.0768 | 32.7681 | 35.5711 | 38.4853 | 41.4837 | 44.5802 | 47.7503 | 50.8924 | 54.1584 | 57.6912 | 61.2699 | 63.5745 | 65.782 | 67.993 | 70.1702 | 72.3103 | 74.4104 | 76.4669
Large heat pumps and electric boilers | MWh/h | 0 | 0 | 0 | 0 | 0 | 0 | 0 | 0 | 0 | 0 | 0 | 0 | 0 | 0 | 0 | 0 | 0 | 0 | 0 | 0 | 0 | 0 | 0 | 0
Road and sea transport | MWh/h | 0.18228 | 0.20658 | 0.30473 | 0.66531 | 1.4674 | 2.7923 | 4.5239 | 6.4973 | 8.6377 | 11.2566 | 14.2829 | 17.7231 | 21.6239 | 25.9203 | 30.6481 | 35.7283 | 41.6201 | 47.8095 | 54.0533 | 60.2252 | 65.9748 | 71.1808 | 75.9664 | 80.3692
Rail transport | MWh/h | 0 | 0 | 0 | 0 | 0 | 0 | 0 | 0 | 0 | 0 | 0 | 0 | 0 | 0 | 0 | 0 | 0 | 0 | 0 | 0 | 0 | 0 | 0 | 0
Large data centres | MWh/h | 0 | 51.7167 | 103.4333 | 176.55 | 249.6667 | 322.7833 | 395.9 | 417.3 | 438.7 | 438.7 | 438.7 | 438.7 | 438.7 | 438.7 | 438.7 | 438.7 | 438.7 | 438.7 | 438.7 | 438.7 | 438.7 | 438.7 | 438.7 | 438.7
Total, Western Denmark (DK1) | MWh/h | 1165.3258 | 1225.2863 | 1286.7237 | 1361.8404 | 1435.9311 | 1514.9769 | 1593.5586 | 1620.9065 | 1648.1111 | 1653.4332 | 1659.9983 | 1665.7703 | 1672.3451 | 1681.7456 | 1688.9857 | 1697.2149 | 1704.7077 | 1710.9004 | 1720.4606 | 1727.3625 | 1734.9374 | 1741.6456 | 1748.0076 | 1757.1317
Eastern Denmark (DK2)
Traditional consumption | MWh/h | 832.42 | 837.8593 | 844.4265 | 844.554 | 842.8688 | 844.3091 | 844.3152 | 845.3679 | 846.2186 | 846.0653 | 846.4579 | 845.9025 | 845.5422 | 846.9671 | 846.4197 | 846.1409 | 844.7047 | 843.0334 | 843.8388 | 842.7631 | 842.5076 | 842.0443 | 841.664 | 843.5992
Household heat pumps | MWh/h | 13.919 | 14.7933 | 15.7232 | 16.7152 | 18.2796 | 19.9784 | 21.8341 | 23.7912 | 25.8332 | 27.9496 | 30.1272 | 32.376 | 34.6783 | 36.9602 | 39.3321 | 41.8978 | 44.4968 | 46.1705 | 47.7736 | 49.3794 | 50.9605 | 52.5148 | 54.0399 | 55.5335
Large heat pumps and electric boilers | MWh/h | 0 | 0 | 0 | 0 | 0 | 0 | 0 | 0 | 0 | 0 | 0 | 0 | 0 | 0 | 0 | 0 | 0 | 0 | 0 | 0 | 0 | 0 | 0 | 0
Road and sea transport | MWh/h | 2.2262 | 2.2849 | 2.4424 | 2.7258 | 3.4973 | 4.6813 | 6.1271 | 7.7277 | 9.4691 | 11.5694 | 13.9318 | 16.5987 | 19.6332 | 22.993 | 26.7186 | 30.7548 | 35.4636 | 40.4142 | 45.3903 | 50.3395 | 54.9166 | 59.0473 | 62.8903 | 66.4429
Rail transport | MWh/h | 0 | 0 | 0 | 0 | 0 | 0 | 0 | 0 | 0 | 0 | 0 | 0 | 0 | 0 | 0 | 0 | 0 | 0 | 0 | 0 | 0 | 0 | 0 | 0
Large data centres | MWh/h | 0 | 0 | 0 | 0 | 0 | 0 | 0 | 0 | 0 | 0 | 0 | 0 | 0 | 0 | 0 | 0 | 0 | 0 | 0 | 0 | 0 | 0 | 0 | 0
Total, Eastern Denmark (DK2) | MWh/h | 848.5652 | 854.9376 | 862.5921 | 863.9951 | 864.6458 | 868.9688 | 872.2764 | 876.8868 | 881.5209 | 885.5843 | 890.5168 | 894.8772 | 899.8537 | 906.9202 | 912.4704 | 918.7936 | 924.665 | 929.618 | 937.0027 | 942.482 | 948.3847 | 953.6063 | 958.5942 | 965.5756
D. Figures
Klassisk forbrug
Elbiler og varmepumper
Jernbanen og Femern
Datacentre

## Power plants - overview
Power plants - overview
A. Central plants
Power plant | Unit | Short name | Status | Notes | Commissioned (year) | Electricity capacity (MW) | Electricity overload capacity (MW) | Coal | Fuel oil | Gas oil | Natural gas | Straw | Wood chips | Wood pellets
Western Denmark (DK1)
Enstedværket | Unit 3 | ENV3 | Preserved | 40 MW biomass. | 1979 | 665 | 665 | Yes
Esbjergværket | Unit 3 | ESV3 | Ready state | Heat agreement expires at the end of 2019. | 1992 | 370 | 400 | Yes | Yes
Fynsværket | Unit 7 | FYV7 | Ready state | Cooling water permit expires at the end of 2020. | 1991 | 380 | 410 | Yes | Yes
Fynsværket | Unit 8 | FYV8 | Ready state |  | 2009 | 35 | 35 |  |  |  |  | Yes
Herningværket |  | HEV | Ready state |  | 1982 | 90 | 90 |  |  |  | Yes |  | Yes | Yes
Nordjyllandsværket | Unit 2 | NJV2 | Permanently out of operation |  | 1977 | 220 | 220 | Yes
Nordjyllandsværket | Unit 3 | NJV3 | Ready state |  | 1998 | 380 | 410 | Yes | Yes
Skærbækværket | Unit 3 | SKV3 | Ready state | 90 MW wood chips from middle of 2017. | 1997 | 390 | 430 |  |  | Yes | Yes
Studstrupværket | Unit 3 | SSV3 | Ready state | Does not run simultaneously with unit 4 (conditioned ready state). | 1984 | 360 | 380 | Yes | Yes |  |  | Yes |  | Yes
Studstrupværket | Unit 4 | SSV4 | Conditioned ready state | 3 months start-up warning | 1985 | 360 | 380 | Yes | Yes |  |  | Yes
In total, DK1 (only ready state) |  |  | Number = 7 |  |  | 2005 | 2155
Eastern Denmark (DK2)
Amagerværket | Unit 1 | AMV1 | Ready state |  | 2009 | 70 | 70 | Yes | Yes |  |  |  |  | Yes
Amagerværket | Unit 3 | AMV3 | Ready state |  | 1989 | 250 | 265 | Yes | Yes
Asnæsværket | Unit 2 | ASV2 | Ready state | Heat agreement expires at the end of 2017. Does not run simultaneously with ASV5 (Conditioned ready state). | 1961 | 140 | 140 | Yes | Yes
Asnæsværket | Unit 4 | ASV4 | Preserved |  | 1968 | 270 | 270 | Yes
Asnæsværket | Unit 5 | ASV5 | Conditioned ready state | 8 weeks start-up warning. Backup for ASV2. | 1981 | 640 | 665 | Yes | Yes
Avedøreværket | Unit 1 | AVV1 | Ready state |  | 1990 | 255 | 265 | Yes | Yes |  |  |  |  | Yes
Avedøreværket | Unit 2 | AVV2 | Ready state |  | 2002 | 545 | 545 |  | Yes |  | Yes | Yes |  | Yes
H.C. Ørstedsværket | Sektion 2 (Unit 1-4) | HCV1-4 | Preserved | Converted in 1994. | 1954 | 10 | 10 |  |  |  | Yes
H.C. Ørstedsværket | Unit 7 | HCV7 | Ready state |  | 1985 | 75 | 75 |  |  |  | Yes
H.C. Ørstedsværket | Unit 8 | HCV8 | Ready state |  | 2004 | 25 | 25 |  |  |  | Yes
Kyndbyværket | Unit 21 | KYV21 | Conditioned ready state | 6 weeks start-up warning. | 1974 | 260 | 260 |  |  | Yes
Stigsnæsværket | Unit 1 | STV1 | Preserved |  | 1966 | 143 | 143 | Yes
Stigsnæsværket | Unit 2 | STV2 | Preserved |  | 1970 | 264 | 264 | Yes | Yes
Svanemølleværket | Unit 1-3 | SMV1-3 | Preserved | Renovated in 2007/2008. | 1953 | 10 | 10 |  |  | Yes | Yes
Svanemølleværket | Unit 7 | SMV7 | Preserved |  | 1995 | 60 | 60 |  |  | Yes | Yes
Østkraft | Unit 6 | ØKR6 | Ready state | Can also fire with 100 pc wood chips (15 MW electricity) from 2016. Is also an ancillary plant. | 1995 | 37 | 37 | Yes | Yes |  |  |  | Yes
In total, DK2 (only ready state) |  |  | Number = 8 |  |  | 1397 | 1422
In total, Denmark (only ready state) |  |  | Number = 15 |  |  | 3402 | 3577
All data logged at the beginning of the year. Source: Energinet's knowledge of projects in the pipeline and own calculations.
B. Central ancillary plants
Power plant | Unit | Short name | Status | Notes | Commissioned (year) | Electricity capacity (MW) | Electricity overload capacity (MW) | Coal | Fuel oil | Gas oil | Natural gas | Straw | Wood chips | Wood pellets
Western Denmark (DK1)
Studstrupværket | Unit 5 | SSV5 | Ready state |  | 1986 | 15 | 15 |  |  | Yes
In total, DK1 (only ready state) |  |  | Number = 1 |  |  | 15 | 15
Eastern Denmark (DK2)
Kyndbyværket | Unit 22 | KYV22 | Ready state |  | 1976 | 260 | 260 |  |  | Yes
Kyndbyværket | Unit 41 | KYV41 | Ready state |  | 1973 | 20 | 20 |  |  | Yes
Kyndbyværket | Unit 51 | KYV51 | Ready state |  | 1973 | 65 | 65 |  |  | Yes
Kyndbyværket | Unit 52 | KYV52 | Ready state |  | 1973 | 65 | 65 |  |  | Yes
Masnedøværket | Unit 31 | MAV31 | Ready state |  | 1975 | 70 | 70 |  |  | Yes
Østkraft | Diesel plant | ØKR1-4 | Ready state |  | 1972 | 19.6 | 19.6 |  |  | Yes
Østkraft | Unit 5 | ØKR5 | Ready state |  | 1974 | 27.5 | 27.5 |  | Yes
Østkraft | Unit 7 | ØKR7 | Ready state |  | 1974 | 15 | 15 |  |  | Yes
In total, DK2 (only ready state) |  |  | Number = 8 |  |  | 542.1 | 542.1
In total, Denmark (only ready state) | [5 empty] | 557.1 | 557.1
All data logged at the beginning of the year. Source: Energinet
C. District heating, industrial and local plants incl. regulating power
Power plant | Unit | Short name | Status | Notes | Commissioned (year) | Electricity capacity (MW) | Electricity overload capacity (MW) | Coal | Fuel oil | Gas oil | Natural gas | Straw | Wood chips | Wood pellets
Western Denmark (DK1) | [5 empty] | 1847.823 | 1847.823
Eastern Denmark (DK2) | [5 empty] | 675.6487 | 675.6487
In total, Denmark | [5 empty] | 2523.4717 | 2523.4717
All data logged at the beginning of the year. Source: Energinet Masterdata, 1 January 2017

## Power plants - capacity
Power plants - capacities
A. Power plants - capacities
Denmark |  | 2017 | 2018 | 2019 | 2020 | 2021 | 2022 | 2023 | 2024 | 2025 | 2026 | 2027 | 2028 | 2029 | 2030 | 2031 | 2032 | 2033 | 2034 | 2035 | 2036 | 2037 | 2038 | 2039 | 2040
Central incl. ancillary plants |  | 3959.1 | 3959.1 | 3959.1 | 3669.1 | 3619.1 | 3619.1 | 3309.1 | 3309.1 | 3219.1 | 3219.1 | 2989.1 | 2634.1 | 2634.1 | 2179.1 | 2179.1 | 2179.1 | 2179.1 | 2154.1 | 2154.1 | 2154.1 | 2154.1 | 2154.1 | 2154.1 | 2154.1
Local incl. regulating power |  | 2523.4717 | 2254.6478 | 1985.8239 | 1717 | 1643.52 | 1570.04 | 1496.56 | 1423.08 | 1349.6 | 1349.6 | 1349.6 | 1349.6 | 1349.6 | 1349.6 | 1349.6 | 1349.6 | 1349.6 | 1349.6 | 1349.6 | 1349.6 | 1349.6 | 1349.6 | 1349.6 | 1349.6
Total, Denmark |  | 6482.5717 | 6213.7478 | 5944.9239 | 5386.1 | 5262.62 | 5189.14 | 4805.66 | 4732.18 | 4568.7 | 4568.7 | 4338.7 | 3983.7 | 3983.7 | 3528.7 | 3528.7 | 3528.7 | 3528.7 | 3503.7 | 3503.7 | 3503.7 | 3503.7 | 3503.7 | 3503.7 | 3503.7
All data logged at the beginning of the year. Reference: Energinet.
Analysis assumptions 2016 (AF2016) for comparison
Electricity capacity (MW, beginning of year) | Unit | 2017 | 2018 | 2019 | 2020 | 2021 | 2022 | 2023 | 2024 | 2025 | 2026 | 2027 | 2028 | 2029 | 2030 | 2031 | 2032 | 2033 | 2034 | 2035 | 2036 | 2037 | 2038 | 2039 | 2040
Denmark | MW | 6445 | 6070.6667 | 5811.3333 | 5147 | 5073.6 | 5000.2 | 4616.8 | 4543.4 | 4380 | 4380 | 4380 | 4380 | 4380 | 3960 | 3960 | 3960 | 3960 | 3935 | 3935 | 3935 | 3545 | 3545 | 3440 | 3160
Analysis assumptions 2016 (AF2016) for comparison

## Solar cells
Solar cells - capacities and full-load hours
A. Capacities
Distribution | Unit | 2017 | 2018 | 2019 | 2020 | 2021 | 2022 | 2023 | 2024 | 2025 | 2026 | 2027 | 2028 | 2029 | 2030 | 2031 | 2032 | 2033 | 2034 | 2035 | 2036 | 2037 | 2038 | 2039 | 2040
Western Denmark (DK1) | pc | 70% | 70% | 70% | 70% | 70% | 70% | 70% | 70% | 70% | 70% | 70% | 70% | 70% | 70% | 70% | 70% | 70% | 70% | 70% | 70% | 70% | 70% | 70% | 70%
Eastern Denmark (DK2) | pc | 30% | 30% | 30% | 30% | 30% | 30% | 30% | 30% | 30% | 30% | 30% | 30% | 30% | 30% | 30% | 30% | 30% | 30% | 30% | 30% | 30% | 30% | 30% | 30%
Electricity capacity (beginning of year) | Unit | 2017 | 2018 | 2019 | 2020 | 2021 | 2022 | 2023 | 2024 | 2025 | 2026 | 2027 | 2028 | 2029 | 2030 | 2031 | 2032 | 2033 | 2034 | 2035 | 2036 | 2037 | 2038 | 2039 | 2040
Western Denmark (DK1)
Household units without battery | MW | 322.3665 | 324.7507 | 328.5942 | 329.0101 | 329.3639 | 329.8203 | 330.4429 | 331.2413 | 332.4018 | 333.9712 | 336.1079 | 339.0612 | 342.7172 | 348.7342 | 357.8751 | 368.9986 | 383.5687 | 403.1167 | 428.2157 | 458.1261 | 494.5106 | 536.9466 | 586.4212 | 643.8565
Household units with battery | MW | 2.8349 | 3.6408 | 5.0693 | 7.2084 | 10.5754 | 15.4065 | 21.8822 | 30.5559 | 43.5932 | 61.0401 | 83.7775 | 112.6577 | 147.751 | 188.7337 | 235.9941 | 279.9061 | 319.973 | 355.6972 | 386.6726 | 412.6943 | 433.0703 | 447.1309 | 454.9507 | 456.4165
Commercial units without battery | MW | 92.8073 | 96.5779 | 102.0571 | 109.6662 | 120.3884 | 132.9316 | 147.1101 | 162.6647 | 179.7428 | 200.4701 | 223.4884 | 247.3163 | 269.7292 | 291.6465 | 312.5224 | 331.586 | 348.5692 | 363.925 | 377.9417 | 390.3002 | 401.8909 | 412.6683 | 423.3665 | 433.7511
Commercial units with battery | MW | 2.1855 | 3.2801 | 4.8709 | 7.0799 | 10.7741 | 15.0951 | 19.9768 | 25.3214 | 31.1716 | 37.1447 | 43.7667 | 50.5977 | 58.1776 | 65.5137 | 72.3814 | 78.5425 | 83.9051 | 88.4699 | 92.2543 | 95.5876 | 98.123 | 99.841 | 100.7648 | 100.9522
Field system | MW | 176.3493 | 211.5593 | 212.2593 | 213.3793 | 214.9998 | 216.9248 | 219.2278 | 222.1398 | 226.2348 | 235.1948 | 249.0548 | 278.1048 | 320.8048 | 388.1798 | 491.7798 | 618.4798 | 768.2798 | 933.8298 | 1129.8298 | 1360.8298 | 1630.3298 | 1920.8298 | 2249.8298 | 2599.8298
Total, Western Denmark (DK1) | MW | 596.5434 | 639.8088 | 652.8508 | 666.3439 | 686.1015 | 710.1783 | 738.6398 | 771.9231 | 813.1441 | 867.8208 | 936.1953 | 1027.7376 | 1139.1797 | 1282.8079 | 1470.5527 | 1677.5129 | 1904.2957 | 2145.0386 | 2414.914 | 2717.5379 | 3057.9246 | 3417.4166 | 3815.333 | 4234.8061
Eastern Denmark (DK2)
Household units without battery | MW | 138.1571 | 139.1789 | 140.8261 | 141.0043 | 141.156 | 141.3515 | 141.6184 | 141.9606 | 142.4579 | 143.1305 | 144.0462 | 145.3119 | 146.8788 | 149.4575 | 153.375 | 158.1422 | 164.3866 | 172.7643 | 183.521 | 196.3397 | 211.9331 | 230.12 | 251.3234 | 275.9385
Household units with battery | MW | 1.215 | 1.5604 | 2.1726 | 3.0893 | 4.5323 | 6.6028 | 9.3781 | 13.0954 | 18.6828 | 26.16 | 35.9046 | 48.2819 | 63.3218 | 80.8859 | 101.1403 | 119.9598 | 137.1313 | 152.4417 | 165.7168 | 176.869 | 185.6016 | 191.6275 | 194.9789 | 195.6071
Commercial units without battery | MW | 39.7746 | 41.3905 | 43.7388 | 46.9998 | 51.595 | 56.9707 | 63.0472 | 69.7134 | 77.0326 | 85.9157 | 95.7807 | 105.9927 | 115.5982 | 124.9914 | 133.9382 | 142.1083 | 149.3868 | 155.9679 | 161.975 | 167.2715 | 172.2389 | 176.8579 | 181.4428 | 185.8933
Commercial units with battery | MW | 0.93662 | 1.4058 | 2.0875 | 3.0343 | 4.6175 | 6.4693 | 8.5615 | 10.852 | 13.3592 | 15.9192 | 18.7572 | 21.6847 | 24.9332 | 28.0773 | 31.0206 | 33.6611 | 35.9593 | 37.9157 | 39.5376 | 40.9661 | 42.0527 | 42.789 | 43.1849 | 43.2652
Field system | MW | 75.5783 | 90.6683 | 90.9683 | 91.4483 | 92.1428 | 92.9678 | 93.9548 | 95.2028 | 96.9578 | 100.7978 | 106.7378 | 119.1878 | 137.4878 | 166.3628 | 210.7628 | 265.0628 | 329.2628 | 400.2128 | 484.2128 | 583.2128 | 698.7128 | 823.2128 | 964.2128 | 1114.2128
Total, Eastern Denmark (DK2) | MW | 255.6615 | 274.2038 | 279.7932 | 285.5759 | 294.0435 | 304.3621 | 316.5599 | 330.8242 | 348.4903 | 371.9232 | 401.2265 | 440.459 | 488.2199 | 549.7748 | 630.2369 | 718.9341 | 816.1267 | 919.3022 | 1034.9631 | 1164.6591 | 1310.5391 | 1464.6071 | 1635.1427 | 1814.9169
Denmark
Household units without battery | MW | 460.5235 | 463.9296 | 469.4202 | 470.0144 | 470.5199 | 471.1718 | 472.0613 | 473.2019 | 474.8597 | 477.1017 | 480.1542 | 484.3731 | 489.596 | 498.1917 | 511.2501 | 527.1408 | 547.9553 | 575.8811 | 611.7367 | 654.4658 | 706.4438 | 767.0666 | 837.7446 | 919.7951
Household units with battery | MW | 4.0499 | 5.2012 | 7.2419 | 10.2977 | 15.1077 | 22.0093 | 31.2602 | 43.6512 | 62.276 | 87.2001 | 119.6822 | 160.9396 | 211.0728 | 269.6196 | 337.1344 | 399.8658 | 457.1043 | 508.1388 | 552.3894 | 589.5633 | 618.6719 | 638.7585 | 649.9296 | 652.0235
Commercial units without battery | MW | 132.5819 | 137.9684 | 145.7959 | 156.666 | 171.9834 | 189.9023 | 210.1573 | 232.3781 | 256.7755 | 286.3858 | 319.2691 | 353.3089 | 385.3274 | 416.6379 | 446.4605 | 473.6943 | 497.9559 | 519.8929 | 539.9167 | 557.5717 | 574.1298 | 589.5262 | 604.8093 | 619.6445
Commercial units with battery | MW | 3.1221 | 4.6859 | 6.9584 | 10.1142 | 15.3915 | 21.5645 | 28.5383 | 36.1735 | 44.5308 | 53.0639 | 62.5239 | 72.2824 | 83.1108 | 93.591 | 103.402 | 112.2036 | 119.8644 | 126.3856 | 131.7919 | 136.5537 | 140.1757 | 142.63 | 143.9497 | 144.2174
Field system | MW | 251.9275 | 302.2275 | 303.2275 | 304.8275 | 307.1425 | 309.8925 | 313.1825 | 317.3425 | 323.1925 | 335.9925 | 355.7925 | 397.2925 | 458.2925 | 554.5425 | 702.5425 | 883.5425 | 1097.5425 | 1334.0425 | 1614.0425 | 1944.0425 | 2329.0425 | 2744.0425 | 3214.0425 | 3714.0425
Total, Denmark | MW | 852.2049 | 914.0126 | 932.6439 | 951.9198 | 980.145 | 1014.5404 | 1055.1997 | 1102.7472 | 1161.6345 | 1239.744 | 1337.4218 | 1468.1966 | 1627.3995 | 1832.5827 | 2100.7895 | 2396.447 | 2720.4224 | 3064.3408 | 3449.8771 | 3882.197 | 4368.4636 | 4882.0237 | 5450.4757 | 6049.7229
All values logged at the beginning of the year. Reference: Solar cells and batteries in Denmark [Solceller og batterier i Danmark] (Energinet, 2016).
B. Full-load hours (average)
Full-load hours | Unit | 2017 | 2018 | 2019 | 2020 | 2021 | 2022 | 2023 | 2024 | 2025 | 2026 | 2027 | 2028 | 2029 | 2030 | 2031 | 2032 | 2033 | 2034 | 2035 | 2036 | 2037 | 2038 | 2039 | 2040
Household units | h | 806.8486 | 813.7505 | 825.3024 | 828.9072 | 834.6439 | 843.7628 | 856.0015 | 872.1624 | 895.7471 | 925.5688 | 961.7277 | 1003.791 | 1049.5175 | 1097.2253 | 1145.7342 | 1186.1824 | 1220.4332 | 1249.7269 | 1275.3428 | 1298.0368 | 1318.1026 | 1335.6432 | 1351.3279 | 1365.4051
Commercial units | h | 1041.32 | 1042.0742 | 1044.1322 | 1047.956 | 1054.3357 | 1060.6318 | 1066.6285 | 1072.2062 | 1077.4453 | 1082.6766 | 1087.6589 | 1092.1398 | 1096.0418 | 1099.5112 | 1102.5737 | 1105.1093 | 1107.2015 | 1108.9716 | 1110.4946 | 1111.8027 | 1112.9609 | 1113.9761 | 1114.9168 | 1115.7726
Field system | h | 1140.5999 | 1142.0155 | 1142.1045 | 1142.3139 | 1142.6526 | 1142.9575 | 1143.3536 | 1143.876 | 1143.5038 | 1144.0215 | 1145.3891 | 1146.4315 | 1148.9209 | 1154.5424 | 1160.5402 | 1167.4072 | 1174.2141 | 1181.52 | 1185.6874 | 1189.0223 | 1192.9301 | 1196.563 | 1200.345 | 1203.7961
C. Electricity production
Elelctricity production | Unit | 2017 | 2018 | 2019 | 2020 | 2021 | 2022 | 2023 | 2024 | 2025 | 2026 | 2027 | 2028 | 2029 | 2030 | 2031 | 2032 | 2033 | 2034 | 2035 | 2036 | 2037 | 2038 | 2039 | 2040
Western Denmark (DK1)
Household units without battery | GWh | 260.1009 | 264.2661 | 271.1895 | 272.7188 | 274.9016 | 278.2901 | 282.8596 | 288.8962 | 297.7479 | 309.1133 | 323.2443 | 340.3466 | 359.6877 | 382.64 | 410.0297 | 437.6996 | 468.12 | 503.7859 | 546.1218 | 594.6645 | 651.8157 | 717.1691 | 792.4473 | 879.125
Household units with battery | GWh | 2.2873 | 2.9627 | 4.1837 | 5.9751 | 8.8267 | 12.9994 | 18.7312 | 26.6497 | 39.0485 | 56.4968 | 80.5711 | 113.0848 | 155.0672 | 207.0834 | 270.3865 | 332.0197 | 390.5057 | 444.5244 | 493.1401 | 535.6924 | 570.8311 | 597.2074 | 614.7876 | 623.1934
Commercial units without battery | GWh | 96.6421 | 100.6413 | 106.5611 | 114.9253 | 126.9298 | 140.9915 | 156.9118 | 174.4101 | 193.6631 | 217.0443 | 243.0791 | 270.1039 | 295.6344 | 320.6686 | 344.579 | 366.4388 | 385.9363 | 403.5825 | 419.7022 | 433.9368 | 447.2888 | 459.7027 | 472.0185 | 483.9677
Commercial units with battery | GWh | 2.2758 | 3.4181 | 5.0858 | 7.4195 | 11.3595 | 16.0104 | 21.3078 | 27.1498 | 33.5856 | 40.2157 | 47.6033 | 55.2598 | 63.765 | 72.0331 | 79.8058 | 86.7981 | 92.8998 | 98.1106 | 102.4479 | 106.2746 | 109.207 | 111.2205 | 112.3444 | 112.6396
Field system | GWh | 201.1439 | 241.6039 | 242.4222 | 243.7461 | 245.67 | 247.9358 | 250.6548 | 254.1003 | 258.7003 | 269.0678 | 285.2646 | 318.828 | 368.5793 | 448.17 | 570.7302 | 722.0177 | 902.1249 | 1103.3385 | 1339.6249 | 1618.0569 | 1944.8694 | 2298.3939 | 2700.5719 | 3129.6649
Total, Western Denmark (DK1) | GWh | 562.4501 | 612.8922 | 629.4425 | 644.7848 | 667.6876 | 696.2271 | 730.4653 | 771.2061 | 822.7454 | 891.938 | 979.7624 | 1097.6231 | 1242.7337 | 1430.595 | 1675.5312 | 1944.9738 | 2239.5866 | 2553.3418 | 2901.0369 | 3288.6252 | 3724.0121 | 4183.6936 | 4692.1697 | 5228.5906
Eastern Denmark (DK2)
Household units without battery | GWh | 111.4718 | 113.2569 | 116.2241 | 116.8795 | 117.815 | 119.2672 | 121.2256 | 123.8127 | 127.6063 | 132.4771 | 138.5333 | 145.8628 | 154.1519 | 163.9886 | 175.727 | 187.5855 | 200.6228 | 215.9082 | 234.0522 | 254.8562 | 279.3496 | 307.3582 | 339.6203 | 376.7679
Household units with battery | GWh | 0.98028 | 1.2697 | 1.793 | 2.5608 | 3.7829 | 5.5712 | 8.0276 | 11.4213 | 16.7351 | 24.2129 | 34.5305 | 48.4649 | 66.4574 | 88.75 | 115.8799 | 142.2941 | 167.3596 | 190.5104 | 211.3458 | 229.5824 | 244.6419 | 255.946 | 263.4804 | 267.0829
Commercial units without battery | GWh | 41.4181 | 43.132 | 45.6691 | 49.2537 | 54.3985 | 60.4249 | 67.2479 | 74.7472 | 82.9985 | 93.019 | 104.1768 | 115.7588 | 126.7005 | 137.4294 | 147.6767 | 157.0452 | 165.4013 | 172.9639 | 179.8724 | 185.9729 | 191.6952 | 197.0154 | 202.2936 | 207.4147
Commercial units with battery | GWh | 0.97532 | 1.4649 | 2.1796 | 3.1798 | 4.8683 | 6.8616 | 9.1319 | 11.6356 | 14.3938 | 17.2353 | 20.4014 | 23.6828 | 27.3279 | 30.8713 | 34.2025 | 37.1992 | 39.8142 | 42.0474 | 43.9063 | 45.5462 | 46.803 | 47.6659 | 48.1476 | 48.2741
Field system | GWh | 86.2045 | 103.5445 | 103.8952 | 104.4626 | 105.2872 | 106.2582 | 107.4235 | 108.9001 | 110.8716 | 115.3148 | 122.2563 | 136.6406 | 157.9626 | 192.0729 | 244.5987 | 309.4362 | 386.625 | 472.8594 | 574.125 | 693.453 | 833.5155 | 985.026 | 1157.388 | 1341.285
Total, Eastern Denmark (DK2) | GWh | 241.0501 | 262.6681 | 269.7611 | 276.3363 | 286.1518 | 298.3831 | 313.0566 | 330.5169 | 352.6052 | 382.2591 | 419.8982 | 470.4099 | 532.6002 | 613.1122 | 718.0848 | 833.5602 | 959.8228 | 1094.2893 | 1243.3015 | 1409.4108 | 1596.0052 | 1793.0115 | 2010.9299 | 2240.8245
Denmark
Household units without battery | GWh | 371.5728 | 377.5229 | 387.4136 | 389.5983 | 392.7165 | 397.5573 | 404.0852 | 412.7089 | 425.3542 | 441.5905 | 461.7775 | 486.2094 | 513.8396 | 546.6286 | 585.7567 | 625.2851 | 668.7428 | 719.6941 | 780.1739 | 849.5207 | 931.1653 | 1024.5273 | 1132.0676 | 1255.8929
Household units with battery | GWh | 3.2676 | 4.2325 | 5.9768 | 8.5359 | 12.6096 | 18.5706 | 26.7588 | 38.071 | 55.7836 | 80.7097 | 115.1016 | 161.5497 | 221.5246 | 295.8334 | 386.2664 | 474.3138 | 557.8652 | 635.0348 | 704.4859 | 765.2748 | 815.473 | 853.1534 | 878.268 | 890.2763
Commercial units without battery | GWh | 138.0602 | 143.7733 | 152.2302 | 164.179 | 181.3283 | 201.4164 | 224.1598 | 249.1573 | 276.6615 | 310.0632 | 347.2559 | 385.8628 | 422.3349 | 458.098 | 492.2557 | 523.484 | 551.3375 | 576.5464 | 599.5745 | 619.9098 | 638.9841 | 656.7181 | 674.3121 | 691.3824
Commercial units with battery | GWh | 3.2511 | 4.883 | 7.2655 | 10.5992 | 16.2278 | 22.872 | 30.4398 | 38.7854 | 47.9795 | 57.451 | 68.0047 | 78.9425 | 91.0929 | 102.9044 | 114.0083 | 123.9973 | 132.714 | 140.158 | 146.3542 | 151.8208 | 156.0101 | 158.8864 | 160.4919 | 160.9138
Field system | GWh | 287.3485 | 345.1485 | 346.3175 | 348.2087 | 350.9572 | 354.1939 | 358.0783 | 363.0005 | 369.5718 | 384.3826 | 407.5208 | 455.4686 | 526.5418 | 640.2428 | 815.3288 | 1031.4538 | 1288.7498 | 1576.1978 | 1913.7498 | 2311.5098 | 2778.3848 | 3283.4198 | 3857.9598 | 4470.9498
Total, Denmark | GWh | 803.5002 | 875.5602 | 899.2036 | 921.1211 | 953.8394 | 994.6102 | 1043.5219 | 1101.723 | 1175.3506 | 1274.1971 | 1399.6606 | 1568.033 | 1775.3339 | 2043.7072 | 2393.6159 | 2778.534 | 3199.4094 | 3647.6311 | 4144.3384 | 4698.0359 | 5320.0173 | 5976.7051 | 6703.0996 | 7469.4151
D. Figures
Analysis assumptions 2016 (AF2016) for comparison
Power capacity (beginning of year) | Unit | 2017 | 2018 | 2019 | 2020 | 2021 | 2022 | 2023 | 2024 | 2025 | 2026 | 2027 | 2028 | 2029 | 2030 | 2031 | 2032 | 2033 | 2034 | 2035 | 2036 | 2037 | 2038 | 2039 | 2040
Denmark - AF2016 | MW | 827.7953 | 887.4801 | 971.0189 | 1083.0379 | 1225.5337 | 1376.9704 | 1535.1496 | 1703.667 | 1881.197 | 2069.7762 | 2270.0898 | 2483.2031 | 2705.6152 | 2938.7732 | 3184.2611 | 3425.4611 | 3661.326 | 3893.82 | 4123.0415 | 4349.1514 | 4573.3064 | 4795.2965 | 5014.561 | 5230.9816
Full-load hours | Unit | 2017 | 2018 | 2019 | 2020 | 2021 | 2022 | 2023 | 2024 | 2025 | 2026 | 2027 | 2028 | 2029 | 2030 | 2031 | 2032 | 2033 | 2034 | 2035 | 2036 | 2037 | 2038 | 2039 | 2040
Household units | h | 824.1496 | 837.3505 | 851.8283 | 877.0313 | 908.4783 | 942.4308 | 976.2202 | 1011.1032 | 1044.8667 | 1078.0527 | 1110.5073 | 1141.1455 | 1169.3213 | 1194.5558 | 1217.0034 | 1235.5486 | 1251.1131 | 1264.5241 | 1276.2624 | 1286.7194 | 1296.0024 | 1304.4492 | 1312.0029 | 1318.8913
Commercial units | h | 1042.8305 | 1048.381 | 1056.0729 | 1065.9909 | 1085.2519 | 1099.3077 | 1110.4542 | 1119.6077 | 1127.5266 | 1134.4786 | 1140.8102 | 1146.696 | 1152.207 | 1157.5552 | 1162.6535 | 1167.3964 | 1171.8758 | 1176.1265 | 1180.2401 | 1184.258 | 1188.2058 | 1192.1208 | 1196.0529 | 1199.9622
Field system | h | 1151.2719 | 1152.8248 | 1155.961 | 1160.4813 | 1167.3578 | 1173.1136 | 1177.7401 | 1181.8284 | 1185.4244 | 1188.6079 | 1191.5486 | 1194.3377 | 1196.9785 | 1199.5351 | 1201.9387 | 1204.1544 | 1206.2218 | 1208.1394 | 1209.9799 | 1211.7114 | 1213.3918 | 1215.0279 | 1216.6255 | 1218.1893
Electricity production | Unit | 2017 | 2018 | 2019 | 2020 | 2021 | 2022 | 2023 | 2024 | 2025 | 2026 | 2027 | 2028 | 2029 | 2030 | 2031 | 2032 | 2033 | 2034 | 2035 | 2036 | 2037 | 2038 | 2039 | 2040
Denmark - AF2016 | GWh | 784.681 | 855.6724 | 953.1485 | 1087.5173 | 1262.9256 | 1451.2391 | 1649.483 | 1862.8665 | 2089.405 | 2332.3908 | 2593.4231 | 2873.8045 | 3169.3559 | 3481.4226 | 3811.7261 | 4137.6473 | 4457.7736 | 4774.7025 | 5088.6374 | 5399.8372 | 5709.4858 | 6017.6318 | 6322.9865 | 6625.5205
Analysis assumptions 2016 (AF2016) for comparison
Note on D7: Fordelingen baserer sig på fordelingen jf. Stamdata. DK1: 67,5% DK2: 32,5% Forholdet forventes ikke at ændre sig

## Wind turbines
Wind turbindes - capacities and full-load hours
A. Land-based - capacity
Land-based (MW, beginning of year) |  | 2017 | 2018 | 2019 | 2020 | 2021 | 2022 | 2023 | 2024 | 2025 | 2026 | 2027 | 2028 | 2029 | 2030 | 2031 | 2032 | 2033 | 2034 | 2035 | 2036 | 2037 | 2038 | 2039 | 2040 | 2041 | 2042 | 2043 | 2044 | 2045 | 2046 | 2047 | 2048 | 2049 | 2050 | 2051
Net, installed capacity DK1 + DK2 |  |  |  | 84.3611 | 66.6079 | 116.6079 | 43.5426 | 93.5426 | 93.5426 | 93.5426 | 75 | 75 | 75 | 75 | 75 | 75 | 75 | 75 | 75 | 75 | 75 | 75 | 75 | 75 | 75 | 75 | 75 | 75 | 75 | 75
Share in DK1 |  |  |  | 80% | 80% | 80% | 80% | 80% | 80% | 80% | 80% | 80% | 80% | 80% | 80% | 80% | 80% | 80% | 80% | 80% | 80% | 80% | 80% | 80% | 80% | 80% | 80% | 80% | 80% | 80%
Eastern Denmark (DK2)
Total, wind turbines before 2008 |  | 452.894 | 426.0573 | 405.226 | 384.3947 | 359.3926 | 334.3906 | 307.2826 | 280.1746 | 253.0666 | 225.9586 | 193.6788 | 161.399 | 129.1192 | 96.8394 | 64.5596 | 32.2798 | -5.6843e-14 | 0 | 0 | 0 | 0 | 0 | 0 | 0 | 0 | 0 | 0 | 0 | 0
Total, wind turbines from 2008 - 2013 |  | 92.192 | 92.192 | 92.192 | 92.192 | 92.192 | 92.192 | 92.192 | 92.192 | 92.192 | 92.192 | 92.192 | 92.192 | 92.192 | 92.192 | 92.192 | 92.192 | 92.192 | 76.8267 | 61.4613 | 46.096 | 30.7307 | 15.3653 | 0 | 0 | 0 | 0 | 0 | 0 | 0
Total, wind turbines from 2014 - 2019 |  | 120.43 | 180.43 | 215.43 | 245.43 | 245.43 | 245.43 | 245.43 | 245.43 | 245.43 | 245.43 | 245.43 | 245.43 | 245.43 | 245.43 | 245.43 | 245.43 | 245.43 | 245.43 | 245.43 | 245.43 | 245.43 | 245.43 | 245.43 | 204.525 | 163.62 | 122.715 | 81.81 | 40.905 | 0
Total, wind turbines from 2020 and forward | [5 empty] | 30 | 70 | 110 | 160 | 210 | 260 | 314.1462 | 368.2925 | 422.4387 | 476.585 | 530.7312 | 584.8775 | 639.0237 | 688.4251 | 737.8265 | 787.2279 | 836.6293 | 886.0307 | 935.4321 | 984.9998 | 1034.5676 | 1084.1353 | 1133.703 | 1183.2708 | 1232.8385
Growth, wind turbines before 2008 |  | -26.8367 | -20.8313 | -20.8313 | -25.002 | -25.002 | -27.108 | -27.108 | -27.108 | -27.108 | -32.2798 | -32.2798 | -32.2798 | -32.2798 | -32.2798 | -32.2798 | -32.2798 | 5.6843e-14 | 0 | 0 | 0 | 0 | 0 | 0 | 0 | 0 | 0 | 0 | 0
Growth, wind turbines from 2008 - 2013 |  | 0 | 0 | 0 | 0 | 0 | 0 | 0 | 0 | 0 | 0 | 0 | 0 | 0 | 0 | 0 | 0 | -15.3653 | -15.3653 | -15.3653 | -15.3653 | -15.3653 | -15.3653 | 0 | 0 | 0 | 0 | 0 | 0
Growth, wind turbines from 2014 - 2019 |  | 60 | 35 | 30 | 0 | 0 | 0 | 0 | 0 | 0 | 0 | 0 | 0 | 0 | 0 | 0 | 0 | 0 | 0 | 0 | 0 | 0 | 0 | -40.905 | -40.905 | -40.905 | -40.905 | -40.905 | -40.905
Growth, wind turbines from 2020 and forward |  |  |  |  | 30 | 40 | 40 | 50 | 50 | 50 | 54.1462 | 54.1462 | 54.1462 | 54.1462 | 54.1462 | 54.1462 | 54.1462 | 49.4014 | 49.4014 | 49.4014 | 49.4014 | 49.4014 | 49.4014 | 49.5677 | 49.5677 | 49.5677 | 49.5677 | 49.5677 | 49.5677
Total net growth in MW |  | 33.1633 | 14.1687 | 9.1687 | 4.998 | 14.998 | 12.892 | 22.892 | 22.892 | 22.892 | 21.8664 | 21.8664 | 21.8664 | 21.8664 | 21.8664 | 21.8664 | 21.8664 | 34.0361 | 34.0361 | 34.0361 | 34.0361 | 34.0361 | 34.0361 | 8.6627 | 8.6627 | 8.6627 | 8.6627 | 8.6627 | 8.6627
Total, Eastern Denmark (DK2) |  | 665.516 | 698.6793 | 712.848 | 722.0167 | 727.0146 | 742.0126 | 754.9046 | 777.7966 | 800.6886 | 823.5806 | 845.447 | 867.3135 | 889.1799 | 911.0464 | 932.9128 | 954.7793 | 976.6457 | 1010.6818 | 1044.7178 | 1078.7539 | 1112.79 | 1146.826 | 1180.8621 | 1189.5248 | 1198.1876 | 1206.8503 | 1215.513 | 1224.1758 | 1232.8385
Western Denmark (DK1)
Total, wind turbines before 2008 |  | 1917.073 | 1867.9529 | 1823.1453 | 1778.3377 | 1719.9477 | 1661.5576 | 1532.2082 | 1402.8588 | 1273.5094 | 1144.16 | 980.7086 | 817.2571 | 653.8057 | 490.3543 | 326.9029 | 163.4514 | 2.2737e-13 | 0 | 0 | 0 | 0 | 0 | 0 | 0 | 0 | 0 | 0 | 0 | 0
Total, wind turbines from 2008 - 2013 |  | 939.85 | 939.85 | 939.85 | 939.85 | 939.85 | 939.85 | 939.85 | 939.85 | 939.85 | 939.85 | 939.85 | 939.85 | 939.85 | 939.85 | 939.85 | 939.85 | 939.85 | 783.2083 | 626.5667 | 469.925 | 313.2833 | 156.6417 | 0 | 0 | 0 | 0 | 0 | 0 | 0
Total, wind turbines from 2014 - 2019 |  | 451.602 | 611.602 | 671.602 | 791.602 | 791.602 | 791.602 | 791.602 | 791.602 | 791.602 | 791.602 | 791.602 | 791.602 | 791.602 | 791.602 | 791.602 | 791.602 | 791.602 | 791.602 | 791.602 | 791.602 | 791.602 | 791.602 | 791.602 | 659.6683 | 527.7347 | 395.801 | 263.8673 | 131.9337 | 0
Total, wind turbines from 2020 and forward | [5 empty] | 120 | 280 | 440 | 640 | 840 | 1040 | 1256.585 | 1473.17 | 1689.7549 | 1906.3399 | 2122.9249 | 2339.5099 | 2556.0949 | 2753.7005 | 2951.3061 | 3148.9117 | 3346.5173 | 3544.1229 | 3741.7285 | 3939.9994 | 4138.2703 | 4336.5413 | 4534.8122 | 4733.0831 | 4931.3541
Growth, wind turbines before 2008 |  | -49.1201 | -44.8076 | -44.8076 | -58.3901 | -58.3901 | -129.3494 | -129.3494 | -129.3494 | -129.3494 | -163.4514 | -163.4514 | -163.4514 | -163.4514 | -163.4514 | -163.4514 | -163.4514 | -2.2737e-13 | 0 | 0 | 0 | 0 | 0 | 0 | 0 | 0 | 0 | 0 | 0
Growth, wind turbines from 2008 - 2013 |  | 0 | 0 | 0 | 0 | 0 | 0 | 0 | 0 | 0 | 0 | 0 | 0 | 0 | 0 | 0 | 0 | -156.6417 | -156.6417 | -156.6417 | -156.6417 | -156.6417 | -156.6417 | 0 | 0 | 0 | 0 | 0 | 0
Growth, wind turbines from 2014 - 2019 |  | 160 | 60 | 120 | 0 | 0 | 0 | 0 | 0 | 0 | 0 | 0 | 0 | 0 | 0 | 0 | 0 | 0 | 0 | 0 | 0 | 0 | 0 | -131.9337 | -131.9337 | -131.9337 | -131.9337 | -131.9337 | -131.9337
Growth, wind turbines from 2020 and forward |  |  |  |  | 120 | 160 | 160 | 200 | 200 | 200 | 216.585 | 216.585 | 216.585 | 216.585 | 216.585 | 216.585 | 216.585 | 197.6056 | 197.6056 | 197.6056 | 197.6056 | 197.6056 | 197.6056 | 198.2709 | 198.2709 | 198.2709 | 198.2709 | 198.2709 | 198.2709
Total net growth in MW |  | 110.8799 | 15.1924 | 75.1924 | 61.6099 | 101.6099 | 30.6506 | 70.6506 | 70.6506 | 70.6506 | 53.1336 | 53.1336 | 53.1336 | 53.1336 | 53.1336 | 53.1336 | 53.1336 | 40.9639 | 40.9639 | 40.9639 | 40.9639 | 40.9639 | 40.9639 | 66.3373 | 66.3373 | 66.3373 | 66.3373 | 66.3373 | 66.3373
Total, Western Denmark (DK1) |  | 3308.525 | 3419.4049 | 3434.5973 | 3509.7897 | 3571.3997 | 3673.0096 | 3703.6602 | 3774.3108 | 3844.9614 | 3915.612 | 3968.7456 | 4021.8791 | 4075.0127 | 4128.1462 | 4181.2798 | 4234.4133 | 4287.5469 | 4328.5108 | 4369.4747 | 4410.4387 | 4451.4026 | 4492.3665 | 4533.3305 | 4599.6677 | 4666.005 | 4732.3423 | 4798.6795 | 4865.0168 | 4931.3541
Decommissioning (total) |  | -75.9568 | -65.6389 | -65.6389 | -83.3921 | -83.3921 | -156.4574 | -156.4574 | -156.4574 | -156.4574 | -195.7312 | -195.7312 | -195.7312 | -195.7312 | -195.7312 | -195.7312 | -195.7312 | -172.007 | -172.007 | -172.007 | -172.007 | -172.007 | -172.007 | -172.8387 | -172.8387 | -172.8387 | -172.8387 | -172.8387 | -172.8387
Installation (total) |  | 220 | 95 | 150 | 150 | 200 | 200 | 250 | 250 | 250 | 270.7312 | 270.7312 | 270.7312 | 270.7312 | 270.7312 | 270.7312 | 270.7312 | 247.007 | 247.007 | 247.007 | 247.007 | 247.007 | 247.007 | 247.8387 | 247.8387 | 247.8387 | 247.8387 | 247.8387 | 247.8387
Net installation (total) |  | 144.0432 | 29.3611 | 84.3611 | 66.6079 | 116.6079 | 43.5426 | 93.5426 | 93.5426 | 93.5426 | 75 | 75 | 75 | 75 | 75 | 75 | 75 | 75 | 75 | 75 | 75 | 75 | 75 | 75 | 75 | 75 | 75 | 75 | 75
Total, Denmark |  | 3974.041 | 4118.0842 | 4147.4453 | 4231.8064 | 4298.4143 | 4415.0222 | 4458.5648 | 4552.1074 | 4645.65 | 4739.1926 | 4814.1926 | 4889.1926 | 4964.1926 | 5039.1926 | 5114.1926 | 5189.1926 | 5264.1926 | 5339.1926 | 5414.1926 | 5489.1926 | 5564.1926 | 5639.1926 | 5714.1926 | 5789.1926 | 5864.1926 | 5939.1926 | 6014.1926 | 6089.1926 | 6164.1926
Method: Decommissioning of old land-based wind turbines (before 2008) follows main scenario in Energinet's analysis of decommissioning of old land-based wind turbines from spring 2016 [Analyse af nedtagning af gammel landvind].
With the exception that all wind turbines installed before 2008 are assumed decommisioned by 2033 (25 years after 2008). Phase-out is done linearly from 2026 to 2033. Wind turbines installed after 2008 are decommisioned 25 years after installation.
B. Near-shore - capacity
Near-shore (MW, beginning of year) |  | 2017 | 2018 | 2019 | 2020 | 2021 | 2022 | 2023 | 2024 | 2025 | 2026 | 2027 | 2028 | 2029 | 2030 | 2031 | 2032 | 2033 | 2034 | 2035 | 2036 | 2037 | 2038 | 2039 | 2040
Eastern Denmark (DK2)
Vindeby (1991)
Middelgrunden (2000) |  | 2017: 40; 2018: 40; 2019: 40; 2020: 40; 2021: 40; 2022: 40; 2023: 40; 2024: 40; 2025: 40
Avedøre Holme (2009) |  | 7.2 | 7.2 | 7.2 | 7.2 | 7.2 | 7.2 | 7.2 | 7.2 | 7.2 | 7.2 | 7.2 | 7.2 | 7.2 | 7.2 | 7.2 | 7.2 | 7.2 | 7.2
Avedøre Holme (2011) |  | 3.6 | 3.6 | 3.6 | 3.6 | 3.6 | 3.6 | 3.6 | 3.6 | 3.6 | 3.6 | 3.6 | 3.6 | 3.6 | 3.6 | 3.6 | 3.6 | 3.6 | 3.6 | 3.6 | 3.6
Tendered near-shore |  |  |  |  | 0 | 0 | 0 | 0 | 0 | 0 | 0 | 0 | 0 | 0 | 0 | 0 | 0 | 0 | 0 | 0 | 0 | 0 | 0 | 0 | 0
Test wind turbines |  |  |  |  | 0 | 0 | 0 | 0 | 0 | 0 | 0 | 0 | 0 | 0 | 0 | 0 | 0 | 0 | 0 | 0 | 0 | 0 | 0 | 0 | 0
Near-shore (municipally/locally anchored) | [9 empty] | 100 | 100 | 100 | 100 | 100 | 200 | 200 | 200 | 200 | 200 | 300 | 300 | 300 | 300 | 300 | 400
Total, Eastern Denmark (DK2) |  | 50.8 | 50.8 | 50.8 | 50.8 | 50.8 | 50.8 | 50.8 | 50.8 | 150.8 | 110.8 | 110.8 | 110.8 | 110.8 | 210.8 | 210.8 | 210.8 | 210.8 | 210.8 | 303.6 | 303.6 | 300 | 300 | 300 | 400
Western Denmark (DK1)
Tunø Knob (1995) |  | 2017: 5; 2018: 5; 2019: 5; 2020: 5
Rønland (2003) |  | 2017: 17.2; 2018: 17.2; 2019: 17.2; 2020: 17.2; 2021: 17.2; 2022: 17.2; 2023: 17.2; 2024: 17.2; 2025: 17.2; 2026: 17.2; 2027: 17.2; 2028: 17.2
Samsø (2003) |  | 2017: 23; 2018: 23; 2019: 23; 2020: 23; 2021: 23; 2022: 23; 2023: 23; 2024: 23; 2025: 23; 2026: 23; 2027: 23; 2028: 23
Frederikshavn (2003) |  | 2017: 7.6; 2018: 7.6; 2019: 7.6; 2020: 7.6; 2021: 7.6; 2022: 7.6; 2023: 7.6; 2024: 7.6; 2025: 7.6; 2026: 7.6; 2027: 7.6; 2028: 7.6
Sprogø (2009) |  | 21 | 21 | 21 | 21 | 21 | 21 | 21 | 21 | 21 | 21 | 21 | 21 | 21 | 21 | 21 | 21 | 21 | 21
Tendered near-shore |  |  |  |  | 350 | 350 | 350 | 350 | 350 | 350 | 350 | 350 | 350 | 350 | 350 | 350 | 350 | 350 | 350 | 350 | 350 | 350 | 350 | 350 | 350
Test wind turbines |  |  |  |  | 28 | 28 | 28 | 28 | 28 | 28 | 28 | 28 | 28 | 28 | 28 | 28 | 28 | 28 | 28 | 28 | 28 | 28 | 28 | 28 | 28
Near-shore (municipally/locally anchored) | [9 empty] | 50 | 50 | 50 | 50 | 50 | 100 | 100 | 100 | 100 | 100 | 150 | 150 | 150 | 150 | 150 | 200
Total, Western Denmark (DK1) |  | 73.8 | 73.8 | 73.8 | 451.8 | 446.8 | 446.8 | 446.8 | 446.8 | 496.8 | 496.8 | 496.8 | 496.8 | 449 | 499 | 499 | 499 | 499 | 499 | 528 | 528 | 528 | 528 | 528 | 578
Total, Denmark |  | 124.6 | 124.6 | 124.6 | 502.6 | 497.6 | 497.6 | 497.6 | 497.6 | 647.6 | 607.6 | 607.6 | 607.6 | 559.8 | 709.8 | 709.8 | 709.8 | 709.8 | 709.8 | 831.6 | 831.6 | 828 | 828 | 828 | 978
Method: no repowering of small near-shore wind farms - 25-year service life.
C. Offshore - capacity
Offshore (MW, beginning of year) | Area | 2017 | 2018 | 2019 | 2020 | 2021 | 2022 | 2023 | 2024 | 2025 | 2026 | 2027 | 2028 | 2029 | 2030 | 2031 | 2032 | 2033 | 2034 | 2035 | 2036 | 2037 | 2038 | 2039 | 2040
Horns Rev 1 (2002) | DK1 | 2017: 160; 2018: 160; 2019: 160; 2020: 160; 2021: 160; 2022: 160; 2023: 160; 2024: 160; 2025: 160; 2026: 160; 2027: 160
Rødsand 1 / Nysted (2003) | DK2 | 2017: 165.6; 2018: 165.6; 2019: 165.6; 2020: 165.6; 2021: 165.6; 2022: 165.6; 2023: 165.6; 2024: 165.6; 2025: 165.6; 2026: 165.6; 2027: 165.6; 2028: 165.6
Horns Rev 2 (2009) | DK1 | 209.3 | 209.3 | 209.3 | 209.3 | 209.3 | 209.3 | 209.3 | 209.3 | 209.3 | 209.3 | 209.3 | 209.3 | 209.3 | 209.3 | 209.3 | 209.3 | 209.3 | 209.3
Rødsand 2 (2010) | DK2 | 207 | 207 | 207 | 207 | 207 | 207 | 207 | 207 | 207 | 207 | 207 | 207 | 207 | 207 | 207 | 207 | 207 | 207 | 207
Anholt (2013) | DK1 | 399.6 | 399.6 | 399.6 | 399.6 | 399.6 | 399.6 | 399.6 | 399.6 | 399.6 | 399.6 | 399.6 | 399.6 | 399.6 | 399.6 | 399.6 | 399.6 | 399.6 | 399.6 | 399.6 | 399.6 | 399.6 | 399.6
Horns Rev 3 | DK1 |  |  | 406.7 | 406.7 | 406.7 | 406.7 | 406.7 | 406.7 | 406.7 | 406.7 | 406.7 | 406.7 | 406.7 | 406.7 | 406.7 | 406.7 | 406.7 | 406.7 | 406.7 | 406.7 | 406.7 | 406.7 | 406.7 | 406.7
Kriegers Flak | DK2 | [5 empty] | 600 | 600 | 600 | 600 | 600 | 600 | 600 | 600 | 600 | 600 | 600 | 600 | 600 | 600 | 600 | 600 | 600 | 600 | 600
Horns Rev 4 (possibly in combination with HR1 repowering) | DK1 | [9 empty] | 300 | 600 | 600 | 600 | 600 | 600 | 600 | 600 | 600 | 600 | 600 | 600 | 600 | 600 | 600
Jammerbugt or Ringkøbing | DK1 | 2029: 300; 2030: 600; 2031: 600; 2032: 600; 2033: 600; 2034: 600; 2035: 600; 2036: 600; 2037: 600; 2038: 600; 2039: 600; 2040: 600
Horns Rev 5 (possibly in combination with HR2 repowering) | DK1 | 2032: 300; 2033: 600; 2034: 600; 2035: 600; 2036: 600; 2037: 600; 2038: 600; 2039: 600; 2040: 600
Rødsand 1 + 2 repowering | DK2 | 2035: 300; 2036: 600; 2037: 600; 2038: 600; 2039: 600; 2040: 600
Jammerbugt or Ringkøbing | DK1 | 2038: 300; 2039: 600; 2040: 600
Total, Eastern Denmark (DK2) |  | 372.6 | 372.6 | 372.6 | 372.6 | 372.6 | 972.6 | 972.6 | 972.6 | 972.6 | 972.6 | 972.6 | 972.6 | 807 | 807 | 807 | 807 | 807 | 807 | 1107 | 1200 | 1200 | 1200 | 1200 | 1200
Total, Western Denmark (DK1) |  | 768.9 | 768.9 | 1175.6 | 1175.6 | 1175.6 | 1175.6 | 1175.6 | 1175.6 | 1175.6 | 1475.6 | 1775.6 | 1615.6 | 1915.6 | 2215.6 | 2215.6 | 2515.6 | 2815.6 | 2815.6 | 2606.3 | 2606.3 | 2606.3 | 2906.3 | 2806.7 | 2806.7
Total, Denmark |  | 1141.5 | 1141.5 | 1548.2 | 1548.2 | 1548.2 | 2148.2 | 2148.2 | 2148.2 | 2148.2 | 2448.2 | 2748.2 | 2588.2 | 2722.6 | 3022.6 | 3022.6 | 3322.6 | 3622.6 | 3622.6 | 3713.3 | 3806.3 | 3806.3 | 4106.3 | 4006.7 | 4006.7
Method: 25-year service life for all offshore wind turbines.
D. Land-based - full-load hours and production
Land-based - full-load hours (h) |  | 2017 | 2018 | 2019 | 2020 | 2021 | 2022 | 2023 | 2024 | 2025 | 2026 | 2027 | 2028 | 2029 | 2030 | 2031 | 2032 | 2033 | 2034 | 2035 | 2036 | 2037 | 2038 | 2039 | 2040
Eastern Denmark (DK2)
Before 2008 |  | 1850 | 1850 | 1850 | 1850 | 1850 | 1850 | 1850 | 1850 | 1850 | 1850 | 1850 | 1850 | 1850 | 1850 | 1850 | 1850 | 1850 | 1850 | 1850 | 1850 | 1850 | 1850 | 1850 | 1850
From 2008 - 2013 |  | 2700 | 2700 | 2700 | 2700 | 2700 | 2700 | 2700 | 2700 | 2700 | 2700 | 2700 | 2700 | 2700 | 2700 | 2700 | 2700 | 2700 | 2700 | 2700 | 2700 | 2700 | 2700 | 2700 | 2700
From 2014 - 2019 |  | 3000 | 3000 | 3000 | 3000 | 3000 | 3000 | 3000 | 3000 | 3000 | 3000 | 3000 | 3000 | 3000 | 3000 | 3000 | 3000 | 3000 | 3000 | 3000 | 3000 | 3000 | 3000 | 3000 | 3000
From 2020 and forward |  |  |  |  | 3150 | 3150 | 3150 | 3150 | 3150 | 3150 | 3150 | 3150 | 3150 | 3150 | 3150 | 3150 | 3150 | 3150 | 3150 | 3150 | 3150 | 3150 | 3150 | 3150 | 3150
Western Denmark (DK1)
Before 2008 |  | 1950 | 1950 | 1950 | 1950 | 1950 | 1950 | 1950 | 1950 | 1950 | 1950 | 1950 | 1950 | 1950 | 1950 | 1950 | 1950 | 1950 | 1950 | 1950 | 1950 | 1950 | 1950 | 1950 | 1950
From 2008 - 2013 |  | 2950 | 2950 | 2950 | 2950 | 2950 | 2950 | 2950 | 2950 | 2950 | 2950 | 2950 | 2950 | 2950 | 2950 | 2950 | 2950 | 2950 | 2950 | 2950 | 2950 | 2950 | 2950 | 2950 | 2950
From 2014 - 2019 |  | 3150 | 3150 | 3150 | 3150 | 3150 | 3150 | 3150 | 3150 | 3150 | 3150 | 3150 | 3150 | 3150 | 3150 | 3150 | 3150 | 3150 | 3150 | 3150 | 3150 | 3150 | 3150 | 3150 | 3150
From 2020 and forward |  |  |  |  | 3300 | 3300 | 3300 | 3300 | 3300 | 3300 | 3300 | 3300 | 3300 | 3300 | 3300 | 3300 | 3300 | 3300 | 3300 | 3300 | 3300 | 3300 | 3300 | 3300 | 3300
Land-based - Production (GWh) |  | 2017 | 2018 | 2019 | 2020 | 2021 | 2022 | 2023 | 2024 | 2025 | 2026 | 2027 | 2028 | 2029 | 2030 | 2031 | 2032 | 2033 | 2034 | 2035 | 2036 | 2037 | 2038 | 2039 | 2040
Eastern Denmark (DK2)
Before 2008 |  | 837.8539 | 788.2061 | 749.6681 | 711.1301 | 664.8763 | 618.6226 | 568.4728 | 518.323 | 468.1732 | 418.0234 | 358.3057 | 298.5881 | 238.8705 | 179.1529 | 119.4352 | 59.7176 | -1.0516e-13 | 0 | 0 | 0 | 0 | 0 | 0 | 0
From 2008 - 2013 |  | 248.9184 | 248.9184 | 248.9184 | 248.9184 | 248.9184 | 248.9184 | 248.9184 | 248.9184 | 248.9184 | 248.9184 | 248.9184 | 248.9184 | 248.9184 | 248.9184 | 248.9184 | 248.9184 | 248.9184 | 207.432 | 165.9456 | 124.4592 | 82.9728 | 41.4864 | 0 | 0
From 2014 - 2019 |  | 361.29 | 541.29 | 646.29 | 736.29 | 736.29 | 736.29 | 736.29 | 736.29 | 736.29 | 736.29 | 736.29 | 736.29 | 736.29 | 736.29 | 736.29 | 736.29 | 736.29 | 736.29 | 736.29 | 736.29 | 736.29 | 736.29 | 736.29 | 613.575
From 2020 and forward |  | 0 | 0 | 0 | 0 | 94.5 | 220.5 | 346.5 | 504 | 661.5 | 819 | 989.5607 | 1160.1213 | 1330.682 | 1501.2427 | 1671.8034 | 1842.364 | 2012.9247 | 2168.5391 | 2324.1535 | 2479.7679 | 2635.3823 | 2790.9967 | 2946.6112 | 3102.7495
Total, Eastern Denmark (DK2) |  | 1448.0623 | 1578.4145 | 1644.8765 | 1696.3385 | 1744.5847 | 1824.331 | 1900.1812 | 2007.5314 | 2114.8816 | 2222.2318 | 2333.0748 | 2443.9179 | 2554.7609 | 2665.604 | 2776.447 | 2887.2901 | 2998.1331 | 3112.2611 | 3226.3891 | 3340.5171 | 3454.6451 | 3568.7731 | 3682.9012 | 3716.3245
Western Denmark (DK1)
Before 2008 |  | 3738.2924 | 3642.5081 | 3555.1333 | 3467.7586 | 3353.898 | 3240.0373 | 2987.806 | 2735.5747 | 2483.3433 | 2231.112 | 1912.3817 | 1593.6514 | 1274.9211 | 956.1909 | 637.4606 | 318.7303 | 4.4338e-13 | 0 | 0 | 0 | 0 | 0 | 0 | 0
From 2008 - 2013 |  | 2772.5575 | 2772.5575 | 2772.5575 | 2772.5575 | 2772.5575 | 2772.5575 | 2772.5575 | 2772.5575 | 2772.5575 | 2772.5575 | 2772.5575 | 2772.5575 | 2772.5575 | 2772.5575 | 2772.5575 | 2772.5575 | 2772.5575 | 2310.4646 | 1848.3717 | 1386.2788 | 924.1858 | 462.0929 | 0 | 0
From 2014 - 2019 |  | 1422.5463 | 1926.5463 | 2115.5463 | 2493.5463 | 2493.5463 | 2493.5463 | 2493.5463 | 2493.5463 | 2493.5463 | 2493.5463 | 2493.5463 | 2493.5463 | 2493.5463 | 2493.5463 | 2493.5463 | 2493.5463 | 2493.5463 | 2493.5463 | 2493.5463 | 2493.5463 | 2493.5463 | 2493.5463 | 2493.5463 | 2077.9553
From 2020 and forward |  | 0 | 0 | 0 | 0 | 396 | 924 | 1452 | 2112 | 2772 | 3432 | 4146.7304 | 4861.4609 | 5576.1913 | 6290.9217 | 7005.6522 | 7720.3826 | 8435.113 | 9087.2115 | 9739.31 | 10391.4085 | 11043.5069 | 11695.6054 | 12347.7039 | 13001.998
Total, Western Denmark (DK1) |  | 7933.3962 | 8341.6119 | 8443.2371 | 8733.8624 | 9016.0017 | 9430.1411 | 9705.9098 | 10113.6785 | 10521.4471 | 10929.2158 | 11325.2159 | 11721.2161 | 12117.2162 | 12513.2164 | 12909.2165 | 13305.2167 | 13701.2168 | 13891.2224 | 14081.228 | 14271.2335 | 14461.2391 | 14651.2446 | 14841.2502 | 15079.9532
Total, Denmark |  | 9381.4585 | 9920.0264 | 10088.1136 | 10430.2009 | 10760.5865 | 11254.4721 | 11606.0909 | 12121.2098 | 12636.3287 | 13151.4476 | 13658.2908 | 14165.1339 | 14671.9771 | 15178.8203 | 15685.6635 | 16192.5067 | 16699.3499 | 17003.4835 | 17307.6171 | 17611.7506 | 17915.8842 | 18220.0178 | 18524.1514 | 18796.2778
E. Near-shore - full-load hours and production
Near-shore - Full-load hours (h) |  | 2017 | 2018 | 2019 | 2020 | 2021 | 2022 | 2023 | 2024 | 2025 | 2026 | 2027 | 2028 | 2029 | 2030 | 2031 | 2032 | 2033 | 2034 | 2035 | 2036 | 2037 | 2038 | 2039 | 2040
Eastern Denmark (DK2)
Vindeby (1991) |  | 1700 | 1700 | 1700 | 1700 | 1700 | 1700 | 1700 | 1700 | 1700 | 1700 | 1700 | 1700 | 1700 | 1700 | 1700 | 1700 | 1700 | 1700 | 1700 | 1700 | 1700 | 1700 | 1700 | 1700
Middelgrunden (2000) |  | 2300 | 2300 | 2300 | 2300 | 2300 | 2300 | 2300 | 2300 | 2300 | 2300 | 2300 | 2300 | 2300 | 2300 | 2300 | 2300 | 2300 | 2300 | 2300 | 2300 | 2300 | 2300 | 2300 | 2300
Avedøre Holme (2009) |  | 3350 | 3350 | 3350 | 3350 | 3350 | 3350 | 3350 | 3350 | 3350 | 3350 | 3350 | 3350 | 3350 | 3350 | 3350 | 3350 | 3350 | 3350 | 3350 | 3350 | 3350 | 3350 | 3350 | 3350
Avedøre Holme (2011) |  | 3350 | 3350 | 3350 | 3350 | 3350 | 3350 | 3350 | 3350 | 3350 | 3350 | 3350 | 3350 | 3350 | 3350 | 3350 | 3350 | 3350 | 3350 | 3350 | 3350 | 3350 | 3350 | 3350 | 3350
Tendered near-shore |  |  |  |  | 4000 | 4000 | 4000 | 4000 | 4000 | 4000 | 4000 | 4000 | 4000 | 4000 | 4000 | 4000 | 4000 | 4000 | 4000 | 4000 | 4000 | 4000 | 4000 | 4000 | 4000
Test wind turbines |  |  |  |  | 4000 | 4000 | 4000 | 4000 | 4000 | 4000 | 4000 | 4000 | 4000 | 4000 | 4000 | 4000 | 4000 | 4000 | 4000 | 4000 | 4000 | 4000 | 4000 | 4000 | 4000
Near-shore (municipally/locally anchored) | [9 empty] | 4000 | 4000 | 4000 | 4000 | 4000 | 4000 | 4000 | 4000 | 4000 | 4000 | 4000 | 4000 | 4000 | 4000 | 4000 | 4000
Western Denmark (DK1)
Tunø Knob (1995) |  | 2800 | 2800 | 2800 | 2800 | 2800 | 2800 | 2800 | 2800 | 2800 | 2800 | 2800 | 2800 | 2800 | 2800 | 2800 | 2800 | 2800 | 2800 | 2800 | 2800 | 2800 | 2800 | 2800 | 2800
Rønland (2003) |  | 3950 | 3950 | 3950 | 3950 | 3950 | 3950 | 3950 | 3950 | 3950 | 3950 | 3950 | 3950 | 3950 | 3950 | 3950 | 3950 | 3950 | 3950 | 3950 | 3950 | 3950 | 3950 | 3950 | 3950
Samsø (2003) |  | 3600 | 3600 | 3600 | 3600 | 3600 | 3600 | 3600 | 3600 | 3600 | 3600 | 3600 | 3600 | 3600 | 3600 | 3600 | 3600 | 3600 | 3600 | 3600 | 3600 | 3600 | 3600 | 3600 | 3600
Frederikshavn (2003) |  | 2900 | 2900 | 2900 | 2900 | 2900 | 2900 | 2900 | 2900 | 2900 | 2900 | 2900 | 2900 | 2900 | 2900 | 2900 | 2900 | 2900 | 2900 | 2900 | 2900 | 2900 | 2900 | 2900 | 2900
Sprogø (2009) |  | 3200 | 3200 | 3200 | 3200 | 3200 | 3200 | 3200 | 3200 | 3200 | 3200 | 3200 | 3200 | 3200 | 3200 | 3200 | 3200 | 3200 | 3200 | 3200 | 3200 | 3200 | 3200 | 3200 | 3200
Tendered near-shore |  |  |  |  | 4500 | 4500 | 4500 | 4500 | 4500 | 4500 | 4500 | 4500 | 4500 | 4500 | 4500 | 4500 | 4500 | 4500 | 4500 | 4500 | 4500 | 4500 | 4500 | 4500 | 4500
Test wind turbines |  |  |  |  | 4250 | 4250 | 4250 | 4250 | 4250 | 4250 | 4250 | 4250 | 4250 | 4250 | 4250 | 4250 | 4250 | 4250 | 4250 | 4250 | 4250 | 4250 | 4250 | 4250 | 4250
Near-shore (municipally/locally anchored) | [9 empty] | 4250 | 4250 | 4250 | 4250 | 4250 | 4250 | 4250 | 4250 | 4250 | 4250 | 4250 | 4250 | 4250 | 4250 | 4250 | 4250
Near-shore - Production (GWh) |  | 2017 | 2018 | 2019 | 2020 | 2021 | 2022 | 2023 | 2024 | 2025 | 2026 | 2027 | 2028 | 2029 | 2030 | 2031 | 2032 | 2033 | 2034 | 2035 | 2036 | 2037 | 2038 | 2039 | 2040
Eastern Denmark (DK2)
Vindeby (1991) |  | 0 | 0 | 0 | 0 | 0 | 0 | 0 | 0 | 0 | 0 | 0 | 0 | 0 | 0 | 0 | 0 | 0 | 0 | 0 | 0 | 0 | 0 | 0 | 0
Middelgrunden (2000) |  | 92 | 92 | 92 | 92 | 92 | 92 | 92 | 92 | 92 | 0 | 0 | 0 | 0 | 0 | 0 | 0 | 0 | 0 | 0 | 0 | 0 | 0 | 0 | 0
Avedøre Holme (2009) |  | 24.12 | 24.12 | 24.12 | 24.12 | 24.12 | 24.12 | 24.12 | 24.12 | 24.12 | 24.12 | 24.12 | 24.12 | 24.12 | 24.12 | 24.12 | 24.12 | 24.12 | 24.12 | 0 | 0 | 0 | 0 | 0 | 0
Avedøre Holme (2011) |  | 12.06 | 12.06 | 12.06 | 12.06 | 12.06 | 12.06 | 12.06 | 12.06 | 12.06 | 12.06 | 12.06 | 12.06 | 12.06 | 12.06 | 12.06 | 12.06 | 12.06 | 12.06 | 12.06 | 12.06 | 0 | 0 | 0 | 0
Tendered near-shore |  | 0 | 0 | 0 | 0 | 0 | 0 | 0 | 0 | 0 | 0 | 0 | 0 | 0 | 0 | 0 | 0 | 0 | 0 | 0 | 0 | 0 | 0 | 0 | 0
Test wind turbines |  | 0 | 0 | 0 | 0 | 0 | 0 | 0 | 0 | 0 | 0 | 0 | 0 | 0 | 0 | 0 | 0 | 0 | 0 | 0 | 0 | 0 | 0 | 0 | 0
Near-shore (municipally/locally anchored) |  | 0 | 0 | 0 | 0 | 0 | 0 | 0 | 0 | 400 | 400 | 400 | 400 | 400 | 800 | 800 | 800 | 800 | 800 | 1200 | 1200 | 1200 | 1200 | 1200 | 1600
Total, Eastern Denmark (DK2) |  | 128.18 | 128.18 | 128.18 | 128.18 | 128.18 | 128.18 | 128.18 | 128.18 | 528.18 | 436.18 | 436.18 | 436.18 | 436.18 | 836.18 | 836.18 | 836.18 | 836.18 | 836.18 | 1212.06 | 1212.06 | 1200 | 1200 | 1200 | 1600
Western Denmark (DK1)
Tunø Knob (1995) |  | 14 | 14 | 14 | 14 | 0 | 0 | 0 | 0 | 0 | 0 | 0 | 0 | 0 | 0 | 0 | 0 | 0 | 0 | 0 | 0 | 0 | 0 | 0 | 0
Rønland (2003) |  | 67.94 | 67.94 | 67.94 | 67.94 | 67.94 | 67.94 | 67.94 | 67.94 | 67.94 | 67.94 | 67.94 | 67.94 | 0 | 0 | 0 | 0 | 0 | 0 | 0 | 0 | 0 | 0 | 0 | 0
Samsø (2003) |  | 82.8 | 82.8 | 82.8 | 82.8 | 82.8 | 82.8 | 82.8 | 82.8 | 82.8 | 82.8 | 82.8 | 82.8 | 0 | 0 | 0 | 0 | 0 | 0 | 0 | 0 | 0 | 0 | 0 | 0
Frederikshavn (2003) |  | 22.04 | 22.04 | 22.04 | 22.04 | 22.04 | 22.04 | 22.04 | 22.04 | 22.04 | 22.04 | 22.04 | 22.04 | 0 | 0 | 0 | 0 | 0 | 0 | 0 | 0 | 0 | 0 | 0 | 0
Sprogø (2009) |  | 67.2 | 67.2 | 67.2 | 67.2 | 67.2 | 67.2 | 67.2 | 67.2 | 67.2 | 67.2 | 67.2 | 67.2 | 67.2 | 67.2 | 67.2 | 67.2 | 67.2 | 67.2 | 0 | 0 | 0 | 0 | 0 | 0
Tendered near-shore |  | 0 | 0 | 0 | 1575 | 1575 | 1575 | 1575 | 1575 | 1575 | 1575 | 1575 | 1575 | 1575 | 1575 | 1575 | 1575 | 1575 | 1575 | 1575 | 1575 | 1575 | 1575 | 1575 | 1575
Test wind turbines |  | 0 | 0 | 0 | 119 | 119 | 119 | 119 | 119 | 119 | 119 | 119 | 119 | 119 | 119 | 119 | 119 | 119 | 119 | 119 | 119 | 119 | 119 | 119 | 119
Near-shore (municipally/locally anchored) |  | 0 | 0 | 0 | 0 | 0 | 0 | 0 | 0 | 212.5 | 212.5 | 212.5 | 212.5 | 212.5 | 425 | 425 | 425 | 425 | 425 | 637.5 | 637.5 | 637.5 | 637.5 | 637.5 | 850
Total, Western Denmark (DK1) |  | 253.98 | 253.98 | 253.98 | 1947.98 | 1933.98 | 1933.98 | 1933.98 | 1933.98 | 2146.48 | 2146.48 | 2146.48 | 2146.48 | 1973.7 | 2186.2 | 2186.2 | 2186.2 | 2186.2 | 2186.2 | 2331.5 | 2331.5 | 2331.5 | 2331.5 | 2331.5 | 2544
Total, Denmark |  | 382.16 | 382.16 | 382.16 | 2076.16 | 2062.16 | 2062.16 | 2062.16 | 2062.16 | 2674.66 | 2582.66 | 2582.66 | 2582.66 | 2409.88 | 3022.38 | 3022.38 | 3022.38 | 3022.38 | 3022.38 | 3543.56 | 3543.56 | 3531.5 | 3531.5 | 3531.5 | 4144
F. Offshore - full-load hours and production
Offshore - full-load hours (h) |  | 2017 | 2018 | 2019 | 2020 | 2021 | 2022 | 2023 | 2024 | 2025 | 2026 | 2027 | 2028 | 2029 | 2030 | 2031 | 2032 | 2033 | 2034 | 2035 | 2036 | 2037 | 2038 | 2039 | 2040
Horns Rev 1 (2002) |  | 4000 | 4000 | 4000 | 4000 | 4000 | 4000 | 4000 | 4000 | 4000 | 4000 | 4000 | 4000 | 4000 | 4000 | 4000 | 4000 | 4000 | 4000 | 4000 | 4000 | 4000 | 4000 | 4000 | 4000
Rødsand 1 / Nysted (2003) |  | 3450 | 3450 | 3450 | 3450 | 3450 | 3450 | 3450 | 3450 | 3450 | 3450 | 3450 | 3450 | 3450 | 3450 | 3450 | 3450 | 3450 | 3450 | 3450 | 3450 | 3450 | 3450 | 3450 | 3450
Horns Rev 2 (2009) |  | 4400 | 4400 | 4400 | 4400 | 4400 | 4400 | 4400 | 4400 | 4400 | 4400 | 4400 | 4400 | 4400 | 4400 | 4400 | 4400 | 4400 | 4400 | 4400 | 4400 | 4400 | 4400 | 4400 | 4400
Rødsand 2 (2010) |  | 3900 | 3900 | 3900 | 3900 | 3900 | 3900 | 3900 | 3900 | 3900 | 3900 | 3900 | 3900 | 3900 | 3900 | 3900 | 3900 | 3900 | 3900 | 3900 | 3900 | 3900 | 3900 | 3900 | 3900
Anholt (2013) |  | 4450 | 4450 | 4450 | 4450 | 4450 | 4450 | 4450 | 4450 | 4450 | 4450 | 4450 | 4450 | 4450 | 4450 | 4450 | 4450 | 4450 | 4450 | 4450 | 4450 | 4450 | 4450 | 4450 | 4450
Horns Rev 3 |  |  |  | 4500 | 4500 | 4500 | 4500 | 4500 | 4500 | 4500 | 4500 | 4500 | 4500 | 4500 | 4500 | 4500 | 4500 | 4500 | 4500 | 4500 | 4500 | 4500 | 4500 | 4500 | 4500
Kriegers Flak | [6 empty] | 4250 | 4250 | 4250 | 4250 | 4250 | 4250 | 4250 | 4250 | 4250 | 4250 | 4250 | 4250 | 4250 | 4250 | 4250 | 4250 | 4250 | 4250 | 4250
Horns Rev 4 (possibly in combination with HR1-repower) | [10 empty] | 4600 | 4600 | 4600 | 4600 | 4600 | 4600 | 4600 | 4600 | 4600 | 4600 | 4600 | 4600 | 4600 | 4600 | 4600
Jammerbugt or Ringkøbing |  | 2029: 4600; 2030: 4600; 2031: 4600; 2032: 4600; 2033: 4600; 2034: 4600; 2035: 4600; 2036: 4600; 2037: 4600; 2038: 4600; 2039: 4600; 2040: 4600
Horns Rev 5 (possibly in combination with HR2-repower) |  | 2032: 4700; 2033: 4700; 2034: 4700; 2035: 4700; 2036: 4700; 2037: 4700; 2038: 4700; 2039: 4700; 2040: 4700
Rødsand 1 + 2 repower |  | 2035: 4300; 2036: 4300; 2037: 4300; 2038: 4300; 2039: 4300; 2040: 4300
Jammerbugt or Ringkøbing |  | 2038: 4700; 2039: 4700; 2040: 4700
Offshore - Production (GWh) | Area | 2017 | 2018 | 2019 | 2020 | 2021 | 2022 | 2023 | 2024 | 2025 | 2026 | 2027 | 2028 | 2029 | 2030 | 2031 | 2032 | 2033 | 2034 | 2035 | 2036 | 2037 | 2038 | 2039 | 2040
Horns Rev 1 (2002) | DK1 | 640 | 640 | 640 | 640 | 640 | 640 | 640 | 640 | 640 | 640 | 640 | 0 | 0 | 0 | 0 | 0 | 0 | 0 | 0 | 0 | 0 | 0 | 0 | 0
Rødsand 1 / Nysted (2003) | DK2 | 571.32 | 571.32 | 571.32 | 571.32 | 571.32 | 571.32 | 571.32 | 571.32 | 571.32 | 571.32 | 571.32 | 571.32 | 0 | 0 | 0 | 0 | 0 | 0 | 0 | 0 | 0 | 0 | 0 | 0
Horns Rev 2 (2009) | DK1 | 920.92 | 920.92 | 920.92 | 920.92 | 920.92 | 920.92 | 920.92 | 920.92 | 920.92 | 920.92 | 920.92 | 920.92 | 920.92 | 920.92 | 920.92 | 920.92 | 920.92 | 920.92 | 0 | 0 | 0 | 0 | 0 | 0
Rødsand 2 (2010) | DK2 | 807.3 | 807.3 | 807.3 | 807.3 | 807.3 | 807.3 | 807.3 | 807.3 | 807.3 | 807.3 | 807.3 | 807.3 | 807.3 | 807.3 | 807.3 | 807.3 | 807.3 | 807.3 | 807.3 | 0 | 0 | 0 | 0 | 0
Anholt (2013) | DK1 | 1778.22 | 1778.22 | 1778.22 | 1778.22 | 1778.22 | 1778.22 | 1778.22 | 1778.22 | 1778.22 | 1778.22 | 1778.22 | 1778.22 | 1778.22 | 1778.22 | 1778.22 | 1778.22 | 1778.22 | 1778.22 | 1778.22 | 1778.22 | 1778.22 | 1778.22 | 0 | 0
Horns Rev 3 | DK1 | 0 | 0 | 1830.15 | 1830.15 | 1830.15 | 1830.15 | 1830.15 | 1830.15 | 1830.15 | 1830.15 | 1830.15 | 1830.15 | 1830.15 | 1830.15 | 1830.15 | 1830.15 | 1830.15 | 1830.15 | 1830.15 | 1830.15 | 1830.15 | 1830.15 | 1830.15 | 1830.15
Kriegers Flak | DK2 | 0 | 0 | 0 | 0 | 0 | 2550 | 2550 | 2550 | 2550 | 2550 | 2550 | 2550 | 2550 | 2550 | 2550 | 2550 | 2550 | 2550 | 2550 | 2550 | 2550 | 2550 | 2550 | 2550
Horns Rev 4 (possibly in combination with HR1 repowering) | DK1 | 0 | 0 | 0 | 0 | 0 | 0 | 0 | 0 | 0 | 1380 | 2760 | 2760 | 2760 | 2760 | 2760 | 2760 | 2760 | 2760 | 2760 | 2760 | 2760 | 2760 | 2760 | 2760
Jammerbugt or Ringkøbing | DK1 | 0 | 0 | 0 | 0 | 0 | 0 | 0 | 0 | 0 | 0 | 0 | 0 | 1380 | 2760 | 2760 | 2760 | 2760 | 2760 | 2760 | 2760 | 2760 | 2760 | 2760 | 2760
Horns Rev 5 (possibly in combination with HR2 repowering) | DK1 | 0 | 0 | 0 | 0 | 0 | 0 | 0 | 0 | 0 | 0 | 0 | 0 | 0 | 0 | 0 | 1410 | 2820 | 2820 | 2820 | 2820 | 2820 | 2820 | 2820 | 2820
Rødsand 1 + 2 repowering | DK2 | 0 | 0 | 0 | 0 | 0 | 0 | 0 | 0 | 0 | 0 | 0 | 0 | 0 | 0 | 0 | 0 | 0 | 0 | 1290 | 2580 | 2580 | 2580 | 2580 | 2580
Jammerbugt or Ringkøbing | DK1 | 0 | 0 | 0 | 0 | 0 | 0 | 0 | 0 | 0 | 0 | 0 | 0 | 0 | 0 | 0 | 0 | 0 | 0 | 0 | 0 | 0 | 1410 | 2820 | 2820
Total, Eastern Denmark (DK2) |  | 1378.62 | 1378.62 | 1378.62 | 1378.62 | 1378.62 | 3928.62 | 3928.62 | 3928.62 | 3928.62 | 3928.62 | 3928.62 | 3928.62 | 3357.3 | 3357.3 | 3357.3 | 3357.3 | 3357.3 | 3357.3 | 4647.3 | 5130 | 5130 | 5130 | 5130 | 5130
Total, Western Denmark (DK1) |  | 3339.14 | 3339.14 | 5169.29 | 5169.29 | 5169.29 | 5169.29 | 5169.29 | 5169.29 | 5169.29 | 6549.29 | 7929.29 | 7289.29 | 8669.29 | 10049.29 | 10049.29 | 11459.29 | 12869.29 | 12869.29 | 11948.37 | 11948.37 | 11948.37 | 13358.37 | 12990.15 | 12990.15
Total, Denmark |  | 4717.76 | 4717.76 | 6547.91 | 6547.91 | 6547.91 | 9097.91 | 9097.91 | 9097.91 | 9097.91 | 10477.91 | 11857.91 | 11217.91 | 12026.59 | 13406.59 | 13406.59 | 14816.59 | 16226.59 | 16226.59 | 16595.67 | 17078.37 | 17078.37 | 18488.37 | 18120.15 | 18120.15
G. Summary
| Unit | 2017 | 2018 | 2019 | 2020 | 2021 | 2022 | 2023 | 2024 | 2025 | 2026 | 2027 | 2028 | 2029 | 2030 | 2031 | 2032 | 2033 | 2034 | 2035 | 2036 | 2037 | 2038 | 2039 | 2040
Capacity (beginning of year)
Land-based | MW | 3974.041 | 4118.0842 | 4147.4453 | 4231.8064 | 4298.4143 | 4415.0222 | 4458.5648 | 4552.1074 | 4645.65 | 4739.1926 | 4814.1926 | 4889.1926 | 4964.1926 | 5039.1926 | 5114.1926 | 5189.1926 | 5264.1926 | 5339.1926 | 5414.1926 | 5489.1926 | 5564.1926 | 5639.1926 | 5714.1926 | 5789.1926
Near-shore | MW | 124.6 | 124.6 | 124.6 | 502.6 | 497.6 | 497.6 | 497.6 | 497.6 | 647.6 | 607.6 | 607.6 | 607.6 | 559.8 | 709.8 | 709.8 | 709.8 | 709.8 | 709.8 | 831.6 | 831.6 | 828 | 828 | 828 | 978
Offshore | MW | 1141.5 | 1141.5 | 1548.2 | 1548.2 | 1548.2 | 2148.2 | 2148.2 | 2148.2 | 2148.2 | 2448.2 | 2748.2 | 2588.2 | 2722.6 | 3022.6 | 3022.6 | 3322.6 | 3622.6 | 3622.6 | 3713.3 | 3806.3 | 3806.3 | 4106.3 | 4006.7 | 4006.7
Capacity in total | MW | 5240.141 | 5384.1842 | 5820.2453 | 6282.6064 | 6344.2143 | 7060.8222 | 7104.3648 | 7197.9074 | 7441.45 | 7794.9926 | 8169.9926 | 8084.9926 | 8246.5926 | 8771.5926 | 8846.5926 | 9221.5926 | 9596.5926 | 9671.5926 | 9959.0926 | 10127.0926 | 10198.4926 | 10573.4926 | 10548.8926 | 10773.8926
Full-load hours (annual)
Land-based (average) | h | 2360.6849 | 2408.8935 | 2432.3681 | 2464.716 | 2503.3852 | 2549.1315 | 2603.1002 | 2662.7689 | 2720.0346 | 2775.0397 | 2837.0886 | 2897.2338 | 2955.5616 | 3012.1533 | 3067.085 | 3120.429 | 3172.2529 | 3184.6545 | 3196.7125 | 3208.441 | 3219.8534 | 3230.9622 | 3241.7793 | 3246.7874
Near-shore (average) | h | 3067.0947 | 3067.0947 | 3067.0947 | 4130.8396 | 4144.2122 | 4144.2122 | 4144.2122 | 4144.2122 | 4130.1112 | 4250.5925 | 4250.5925 | 4250.5925 | 4304.8946 | 4258.0727 | 4258.0727 | 4258.0727 | 4258.0727 | 4258.0727 | 4261.1352 | 4261.1352 | 4265.0966 | 4265.0966 | 4265.0966 | 4237.2188
Offshore (average) | h | 4132.9479 | 4132.9479 | 4229.3696 | 4229.3696 | 4229.3696 | 4235.1317 | 4235.1317 | 4235.1317 | 4235.1317 | 4279.8423 | 4314.7915 | 4334.2516 | 4417.318 | 4435.4496 | 4435.4496 | 4459.3361 | 4479.2663 | 4479.2663 | 4469.2511 | 4486.8691 | 4486.8691 | 4502.4402 | 4522.4624 | 4522.4624
Full-load hours (totalt average) | h | 2763.5475 | 2789.642 | 2923.9633 | 3032.8608 | 3053.279 | 3174.4946 | 3204.5315 | 3234.4512 | 3280.1267 | 3362.6738 | 3439.2762 | 3458.9647 | 3529.7545 | 3603.4266 | 3630.1698 | 3690.4121 | 3745.9462 | 3748.3437 | 3760.0662 | 3775.3857 | 3777.593 | 3805.7328 | 3808.5326 | 3811.1042
Production (annual)
Land-based | GWh | 9381.4585 | 9920.0264 | 10088.1136 | 10430.2009 | 10760.5865 | 11254.4721 | 11606.0909 | 12121.2098 | 12636.3287 | 13151.4476 | 13658.2908 | 14165.1339 | 14671.9771 | 15178.8203 | 15685.6635 | 16192.5067 | 16699.3499 | 17003.4835 | 17307.6171 | 17611.7506 | 17915.8842 | 18220.0178 | 18524.1514 | 18796.2778
Near-shore | GWh | 382.16 | 382.16 | 382.16 | 2076.16 | 2062.16 | 2062.16 | 2062.16 | 2062.16 | 2674.66 | 2582.66 | 2582.66 | 2582.66 | 2409.88 | 3022.38 | 3022.38 | 3022.38 | 3022.38 | 3022.38 | 3543.56 | 3543.56 | 3531.5 | 3531.5 | 3531.5 | 4144
Offshore | GWh | 4717.76 | 4717.76 | 6547.91 | 6547.91 | 6547.91 | 9097.91 | 9097.91 | 9097.91 | 9097.91 | 10477.91 | 11857.91 | 11217.91 | 12026.59 | 13406.59 | 13406.59 | 14816.59 | 16226.59 | 16226.59 | 16595.67 | 17078.37 | 17078.37 | 18488.37 | 18120.15 | 18120.15
Production in total | GWh | 14481.3785 | 15019.9464 | 17018.1836 | 19054.2709 | 19370.6565 | 22414.5421 | 22766.1609 | 23281.2798 | 24408.8987 | 26212.0176 | 28098.8608 | 27965.7039 | 29108.4471 | 31607.7903 | 32114.6335 | 34031.4767 | 35948.3199 | 36252.4535 | 37446.8471 | 38233.6806 | 38525.7542 | 40239.8878 | 40175.8014 | 41060.4278
Consumption and wind share
Traditional consumption (gross) | GWh | 33248.5091 | 33457.7553 | 33708.2339 | 33715.0146 | 33653.4484 | 33715.7669 | 33735.714 | 33774.8962 | 33803.5262 | 33797.4041 | 33813.0837 | 33790.8973 | 33776.5066 | 33833.4252 | 33811.5606 | 33800.4231 | 33743.0512 | 33676.2882 | 33708.4595 | 33665.4917 | 33655.2857 | 33636.7756 | 33621.585 | 33698.8896
Wind in % af traditional consumption | pc | 43.55% | 44.89% | 50.49% | 56.52% | 57.56% | 66.48% | 67.48% | 68.93% | 72.21% | 77.56% | 83.1% | 82.76% | 86.18% | 93.42% | 94.98% | 100.7% | 106.5% | 107.6% | 111.1% | 113.6% | 114.5% | 119.6% | 119.5% | 121.8%
Total consumption (gross) | GWh | 34499.6112 | 35256.6718 | 36211.6733 | 37273.57 | 38241.1564 | 39402.5129 | 40588.1565 | 41319.461 | 42042.2966 | 42606.0939 | 43317.0089 | 44044.877 | 44545.6679 | 45574.3038 | 46245.7175 | 46967.4434 | 47685.1202 | 48477.222 | 49354.533 | 50126.2498 | 50870.1901 | 51545.2017 | 52175.5801 | 52868.4012
Wind in % af total consumption | pc | 41.98% | 42.6% | 47% | 51.12% | 50.65% | 56.89% | 56.09% | 56.34% | 58.06% | 61.52% | 64.87% | 63.49% | 65.35% | 69.35% | 69.44% | 72.46% | 75.39% | 74.78% | 75.87% | 76.27% | 75.73% | 78.07% | 77% | 77.67%
Analysis assumptions 2016 (AF2016) and 2015 (AF2015) for comparison
AF2016 - Summary
|  | 2017 | 2018 | 2019 | 2020 | 2021 | 2022 | 2023 | 2024 | 2025 | 2026 | 2027 | 2028 | 2029 | 2030 | 2031 | 2032 | 2033 | 2034 | 2035 | 2036 | 2037 | 2038 | 2039 | 2040
Capacity (beginning of year)
Land-based (MW) |  | 3951.4791 | 4095.8402 | 4220.8402 | 4345.8402 | 4470.8402 | 4595.8402 | 4720.8402 | 4845.8402 | 4970.8402 | 5095.8402 | 5220.8402 | 5345.8402 | 5470.8402 | 5595.8402 | 5720.8402 | 5845.8402 | 5970.8402 | 6095.8402 | 6220.8402 | 6345.8402 | 6470.8402 | 6595.8402 | 6720.8402 | 6845.8402
Near-shore (MW) |  | 124.6 | 124.6 | 124.6 | 524.6 | 569.6 | 569.6 | 569.6 | 569.6 | 569.6 | 529.6 | 529.6 | 529.6 | 481.8 | 481.8 | 481.8 | 481.8 | 481.8 | 481.8 | 453.6 | 453.6 | 450 | 450 | 450 | 450
Offshore (MW) |  | 1141.5 | 1141.5 | 1548.2 | 1748.2 | 1948.2 | 2148.2 | 2148.2 | 2148.2 | 2148.2 | 2148.2 | 2348.2 | 2388.2 | 2222.6 | 2422.6 | 2622.6 | 2622.6 | 2822.6 | 3022.6 | 2813.3 | 2806.3 | 3006.3 | 3006.3 | 2806.7 | 3006.7
Capacity in total (MW) |  | 5217.5791 | 5361.9402 | 5893.6402 | 6618.6402 | 6988.6402 | 7313.6402 | 7438.6402 | 7563.6402 | 7688.6402 | 7773.6402 | 8098.6402 | 8263.6402 | 8175.2402 | 8500.2402 | 8825.2402 | 8950.2402 | 9275.2402 | 9600.2402 | 9487.7402 | 9605.7402 | 9927.1402 | 10052.1402 | 9977.5402 | 10302.5402
Full-load hours (annual)
Land-based (average) |  | 2358.9664 | 2405.6709 | 2445.5141 | 2483.0653 | 2530.2476 | 2574.8634 | 2637.5909 | 2697.0823 | 2753.5816 | 2807.3091 | 2868.4927 | 2926.815 | 2982.4721 | 3035.6427 | 3086.4898 | 3135.1623 | 3181.797 | 3193.3544 | 3204.4473 | 3215.1033 | 3225.3475 | 3235.2035 | 3244.6929 | 3249.2958
Near-shore (average) |  | 3067.0947 | 3067.0947 | 3067.0947 | 3963.801 | 3988.1671 | 3988.1671 | 3988.1671 | 3988.1671 | 3988.1671 | 4115.6722 | 4115.6722 | 4115.6722 | 4165.3798 | 4165.3798 | 4165.3798 | 4165.3798 | 4165.3798 | 4165.3798 | 4223.0159 | 4223.0159 | 4230 | 4230 | 4230 | 4230
Offshore (average) |  | 4132.9479 | 4132.9479 | 4229.3696 | 4231.7298 | 4233.6054 | 4235.1317 | 4235.1317 | 4235.1317 | 4235.1317 | 4235.1317 | 4266.2082 | 4311.9965 | 4376.2215 | 4394.6958 | 4410.3523 | 4410.3523 | 4430.8758 | 4448.6833 | 4452.3051 | 4482.1901 | 4470.0695 | 4470.0695 | 4489.3113 | 4503.3259
Full-load hours (total average) |  | 2763.9881 | 2788.7599 | 2927.2561 | 3062.3095 | 3123.9128 | 3172.5967 | 3202.3615 | 3231.1425 | 3258.9878 | 3291.0153 | 3355.3178 | 3403.3252 | 3431.1039 | 3487.0122 | 3538.8028 | 3564.2762 | 3613.0031 | 3637.3723 | 3623.1583 | 3632.8759 | 3647.8359 | 3649.0493 | 3639.2449 | 3658.1085
Production (annual)
Land-based (GWh) |  | 9321.4064 | 9853.2437 | 10322.1243 | 10791.0049 | 11312.3327 | 11833.6605 | 12451.6451 | 13069.6297 | 13687.6142 | 14305.5988 | 14975.942 | 15646.2852 | 16316.6284 | 16986.9716 | 17657.3148 | 18327.658 | 18998.0012 | 19466.178 | 19934.3549 | 20402.5317 | 20870.7085 | 21338.8854 | 21807.0622 | 22244.1597
Near-shore (GWh) |  | 382.16 | 382.16 | 382.16 | 2079.41 | 2271.66 | 2271.66 | 2271.66 | 2271.66 | 2271.66 | 2179.66 | 2179.66 | 2179.66 | 2006.88 | 2006.88 | 2006.88 | 2006.88 | 2006.88 | 2006.88 | 1915.56 | 1915.56 | 1903.5 | 1903.5 | 1903.5 | 1903.5
Offshore (GWh) |  | 4717.76 | 4717.76 | 6547.91 | 7397.91 | 8247.91 | 9097.91 | 9097.91 | 9097.91 | 9097.91 | 9097.91 | 10017.91 | 10297.91 | 9726.59 | 10646.59 | 11566.59 | 11566.59 | 12506.59 | 13446.59 | 12525.67 | 12578.37 | 13438.37 | 13438.37 | 12600.15 | 13540.15
Production in total (GWh) |  | 14421.3264 | 14953.1637 | 17252.1943 | 20268.3249 | 21831.9027 | 23203.2305 | 23821.2151 | 24439.1997 | 25057.1842 | 25583.1688 | 27173.512 | 28123.8552 | 28050.0984 | 29640.4416 | 31230.7848 | 31901.128 | 33511.4712 | 34919.648 | 34375.5849 | 34896.4617 | 36212.5785 | 36680.7554 | 36310.7122 | 37687.8097
Consumption and wind share
Traditional consumption (GWh) |  | 33076.4885 | 33284.6521 | 33533.8348 | 33540.5804 | 33479.3328 | 33541.3288 | 33561.1727 | 33600.1522 | 33628.634 | 33622.5437 | 33638.1421 | 33616.0705 | 33601.7543 | 33658.3784 | 33636.6269 | 33625.5471 | 33568.472 | 33502.0544 | 33534.0592 | 33491.3137 | 33481.1605 | 33462.7462 | 33447.6342 | 33524.5389
Wind in % af traditional consumption |  | 43.6% | 44.93% | 51.45% | 60.43% | 65.21% | 69.18% | 70.98% | 72.74% | 74.51% | 76.09% | 80.78% | 83.66% | 83.48% | 88.06% | 92.85% | 94.87% | 99.83% | 104.2% | 102.5% | 104.2% | 108.2% | 109.6% | 108.6% | 112.4%
Total consumption (GWh) |  | 34798.0422 | 36044.6888 | 37137.1358 | 38005.3027 | 38739.5905 | 39684.2713 | 40702.3718 | 41125.105 | 41474.8041 | 42031.6775 | 42428.8453 | 42731.6767 | 42980.1361 | 43561.0838 | 43840.1817 | 44150.3632 | 44336.7661 | 44522.7303 | 44743.6434 | 45028.9912 | 45379.5027 | 45694.0971 | 46052.3848 | 46569.943
Wind in % af total consumption |  | 41.44% | 41.49% | 46.46% | 53.33% | 56.36% | 58.47% | 58.53% | 59.43% | 60.42% | 60.87% | 64.04% | 65.82% | 65.26% | 68.04% | 71.24% | 72.26% | 75.58% | 78.43% | 76.83% | 77.5% | 79.8% | 80.27% | 78.85% | 80.93%
AF2015 - Summary
|  | 2017 | 2018 | 2019 | 2020 | 2021 | 2022 | 2023 | 2024 | 2025 | 2026 | 2027 | 2028 | 2029 | 2030 | 2031 | 2032 | 2033 | 2034 | 2035
Capacity (beginning of year)
Land-based (MW) |  | 3919.8395 | 3969.8395 | 4019.8395 | 4069.8395 | 4119.8395 | 4169.8395 | 4219.8395 | 4269.8395 | 4319.8395 | 4369.8395 | 4419.8395 | 4469.8395 | 4519.8395 | 4569.8395 | 4619.8395 | 4626.1895 | 4632.5395 | 4638.8895 | 4645.2395
Near-shore (MW) |  | 129.55 | 129.55 | 129.55 | 529.55 | 529.55 | 529.55 | 529.55 | 529.55 | 529.55 | 529.55 | 529.55 | 529.55 | 529.55 | 529.55 | 529.55 | 529.55 | 529.55 | 529.55 | 529.55
Offshore (MW) |  | 1141.5 | 1241.5 | 1391.5 | 1741.5 | 1941.5 | 2141.5 | 2141.5 | 2141.5 | 2141.5 | 2341.5 | 2541.5 | 2541.5 | 2741.5 | 2941.5 | 2941.5 | 2941.5 | 2941.5 | 2941.5 | 2941.5
Capacity in total (MW) |  | 5190.8895 | 5340.8895 | 5540.8895 | 6340.8895 | 6590.8895 | 6840.8895 | 6890.8895 | 6940.8895 | 6990.8895 | 7240.8895 | 7490.8895 | 7540.8895 | 7790.8895 | 8040.8895 | 8090.8895 | 8097.2395 | 8103.5895 | 8109.9395 | 8116.2895
Full-load hours (annual)
Land-based (average) |  | 2378.1802 | 2434.7049 | 2489.8235 | 2543.5878 | 2603.8135 | 2662.5948 | 2719.9831 | 2776.0274 | 2830.7743 | 2884.2684 | 2936.5522 | 2987.6662 | 3037.6494 | 3086.5388 | 3134.37 | 3149.2617 | 3164.1126 | 3178.9228 | 3193.6925
Near-shore (average) |  | 3064.8012 | 3064.8012 | 3064.8012 | 3967.1325 | 3967.1325 | 3967.1325 | 3967.1325 | 3967.1325 | 4057.7755 | 4057.7755 | 4057.7755 | 4103.7768 | 4103.7768 | 4103.7768 | 4103.7768 | 4103.7768 | 4103.7768 | 4119.696 | 4119.696
Offshore (average) |  | 4066.9514 | 4101.8325 | 4144.7539 | 4187.439 | 4193.8836 | 4258.8956 | 4336.2246 | 4336.2246 | 4336.2246 | 4367.2966 | 4393.4783 | 4393.4783 | 4442.5606 | 4488.2135 | 4488.2135 | 4488.2135 | 4488.2135 | 4488.2135 | 4488.2135
Full-load hours (totalt average) |  | 2766.6847 | 2837.5157 | 2918.8745 | 3113.9502 | 3181.7425 | 3263.291 | 3318.1075 | 3348.2757 | 3384.8784 | 3449.6604 | 3510.1184 | 3539.8435 | 3604.4822 | 3666.2887 | 3690.0172 | 3698.0895 | 3706.1492 | 3715.2357 | 3723.2693
Production (annual)
Land-based (GWh) |  | 9322.0846 | 9665.3878 | 10008.6911 | 10351.9943 | 10727.2936 | 11102.5928 | 11477.8921 | 11853.1914 | 12228.4907 | 12603.79 | 12979.0893 | 13354.3886 | 13729.6878 | 14104.9871 | 14480.2864 | 14569.0814 | 14657.8764 | 14746.6714 | 14835.4664
Near-shore (GWh) |  | 397.045 | 397.045 | 397.045 | 2100.795 | 2100.795 | 2100.795 | 2100.795 | 2100.795 | 2148.795 | 2148.795 | 2148.795 | 2173.155 | 2173.155 | 2173.155 | 2173.155 | 2173.155 | 2173.155 | 2181.585 | 2181.585
Offshore (GWh) |  | 4642.425 | 5092.425 | 5767.425 | 7292.425 | 8142.425 | 9120.425 | 9286.025 | 9286.025 | 9286.025 | 10226.025 | 11166.025 | 11166.025 | 12179.28 | 13202.08 | 13202.08 | 13202.08 | 13202.08 | 13202.08 | 13202.08
Production in total (GWh) |  | 14361.5546 | 15154.8578 | 16173.1611 | 19745.2143 | 20970.5136 | 22323.8128 | 22864.7121 | 23240.0114 | 23663.3107 | 24978.61 | 26293.9093 | 26693.5686 | 28082.1228 | 29480.2221 | 29855.5214 | 29944.3164 | 30033.1114 | 30130.3364 | 30219.1314
Consumption and wind share
Traditional consumption (GWh) |  | 33556.5097 | 33722.119 | 33900.6786 | 34059.2665 | 34311.5231 | 34624.364 | 34833.7148 | 34989.7092 | 35104.922 | 35244.0616 | 35349.9674 | 35418.7469 | 35473.6759 | 35592.6108 | 35621.6436 | 35652.5614 | 35622.3538 | 35578.8903 | 35641.7773
Wind in % af traditional consumption |  | 42.8% | 44.94% | 47.71% | 57.97% | 61.12% | 64.47% | 65.64% | 66.42% | 67.41% | 70.87% | 74.38% | 75.37% | 79.16% | 82.83% | 83.81% | 83.99% | 84.31% | 84.69% | 84.79%
Total consumption (GWh) |  | 34813.8075 | 35219.7829 | 35556.3511 | 35892.6069 | 36373.9753 | 36998.9565 | 37485.2477 | 38097.782 | 38740.8169 | 39451.1969 | 40028.4043 | 40371.6449 | 40634.8691 | 41180.1768 | 41435.791 | 41723.5531 | 41898.3911 | 42151.56 | 42472.3945
Wind in % af total consumption |  | 41.25% | 43.03% | 45.49% | 55.01% | 57.65% | 60.34% | 61% | 61% | 61.08% | 63.32% | 65.69% | 66.12% | 69.11% | 71.59% | 72.05% | 71.77% | 71.68% | 71.48% | 71.15%
Analysis assumptions 2016 (AF2016) and 2015 (AF2015) for comparison
Table for development figures
|  | 2017 | 2018 | 2019 | 2020 | 2021 | 2022 | 2023 | 2024 | 2025 | 2026 | 2027 | 2028 | 2029 | 2030 | 2031 | 2032 | 2033 | 2034 | 2035 | 2036 | 2037 | 2038 | 2039 | 2040
Land-based, before 2008 |  | 2369.967 | 2294.0102 | 2228.3713 | 2162.7324 | 2079.3403 | 1995.9482 | 1839.4908 | 1683.0334 | 1526.576 | 1370.1186 | 1174.3873 | 978.6561 | 782.9249 | 587.1937 | 391.4624 | 195.7312 | 1.7053e-13 | 0 | 0 | 0 | 0 | 0 | 0 | 0
Land-based, 2008-2013 |  | 1032.042 | 1032.042 | 1032.042 | 1032.042 | 1032.042 | 1032.042 | 1032.042 | 1032.042 | 1032.042 | 1032.042 | 1032.042 | 1032.042 | 1032.042 | 1032.042 | 1032.042 | 1032.042 | 1032.042 | 860.035 | 688.028 | 516.021 | 344.014 | 172.007 | 0 | 0
Land-based, 2014-2019 |  | 572.032 | 792.032 | 887.032 | 1037.032 | 1037.032 | 1037.032 | 1037.032 | 1037.032 | 1037.032 | 1037.032 | 1037.032 | 1037.032 | 1037.032 | 1037.032 | 1037.032 | 1037.032 | 1037.032 | 1037.032 | 1037.032 | 1037.032 | 1037.032 | 1037.032 | 1037.032 | 864.1933
Land-based, after 2020 |  | 0 | 0 | 0 | 0 | 150 | 350 | 550 | 800 | 1050 | 1300 | 1570.7312 | 1841.4624 | 2112.1937 | 2382.9249 | 2653.6561 | 2924.3873 | 3195.1186 | 3442.1256 | 3689.1326 | 3936.1396 | 4183.1466 | 4430.1536 | 4677.1606 | 4924.9992
Land-based, total |  | 3974.041 | 4118.0842 | 4147.4453 | 4231.8064 | 4298.4143 | 4415.0222 | 4458.5648 | 4552.1074 | 4645.65 | 4739.1926 | 4814.1926 | 4889.1926 | 4964.1926 | 5039.1926 | 5114.1926 | 5189.1926 | 5264.1926 | 5339.1926 | 5414.1926 | 5489.1926 | 5564.1926 | 5639.1926 | 5714.1926 | 5789.1926
Land-based, AF2016 |  | 3919.8395 | 3951.4791 | 4095.8402 | 4220.8402 | 4345.8402 | 4470.8402 | 4595.8402 | 4720.8402 | 4845.8402 | 4970.8402 | 5095.8402 | 5220.8402 | 5345.8402 | 5470.8402 | 5595.8402 | 5720.8402 | 5845.8402 | 5970.8402 | 6095.8402 | 6220.8402 | 6345.8402 | 6470.8402 | 6595.8402 | 6720.8402
Offshore |  | 1141.5 | 1141.5 | 1548.2 | 1548.2 | 1548.2 | 2148.2 | 2148.2 | 2148.2 | 2148.2 | 2448.2 | 2748.2 | 2588.2 | 2722.6 | 3022.6 | 3022.6 | 3322.6 | 3622.6 | 3622.6 | 3713.3 | 3806.3 | 3806.3 | 4106.3 | 4006.7 | 4006.7
Near-shore |  | 124.6 | 124.6 | 124.6 | 502.6 | 497.6 | 497.6 | 497.6 | 497.6 | 647.6 | 607.6 | 607.6 | 607.6 | 559.8 | 709.8 | 709.8 | 709.8 | 709.8 | 709.8 | 831.6 | 831.6 | 828 | 828 | 828 | 978
Offshore and near-shore, AF2016 |  | 1271.05 | 1266.1 | 1266.1 | 1672.8 | 2272.8 | 2517.8 | 2717.8 | 2717.8 | 2717.8 | 2717.8 | 2677.8 | 2877.8 | 2917.8 | 2704.4 | 2904.4 | 3104.4 | 3104.4 | 3304.4 | 3504.4 | 3266.9 | 3259.9 | 3456.3 | 3456.3 | 3256.7
Total, AF2016 |  | 5190.8895 | 5217.5791 | 5361.9402 | 5893.6402 | 6618.6402 | 6988.6402 | 7313.6402 | 7438.6402 | 7563.6402 | 7688.6402 | 7773.6402 | 8098.6402 | 8263.6402 | 8175.2402 | 8500.2402 | 8825.2402 | 8950.2402 | 9275.2402 | 9600.2402 | 9487.7402 | 9605.7402 | 9927.1402 | 10052.1402 | 9977.5402
Note on D11: Carsten Vittrup: Opdateret fra SAB-BI pr. primo feb2017 (forventet jf. nedtagningsanalyse var 446,9 MW) Bemærk INKL. husstandsvindmøller (<= 25 kW)
Note on D12: Carsten Vittrup: Opdateret fra SAB-BI pr. primo feb2017 Bemærk INKL. husstandsvindmøller (<= 25 kW)
Note on D13: Carsten Vittrup: Opdateret fra SAB-BI pr. primo feb2017 Forventet 119,9 MW jf. AF2016 Bemærk INKL. husstandsvindmøller (<= 25 kW)
Note on D17: CV-DESK: Vurdering ud fra 2-års pibeline
Note on E17: CV-DESK: Vurdering ud fra 2-års pibeline
Note on D23: Carsten Vittrup: Opdateret fra SAB-BI pr. primo feb2017 (forventet jf. nedtagningsanalyse var 1912,8 MW) Bemærk INKL. husstandsvindmøller (<= 25 kW)
Note on D24: Carsten Vittrup: Opdateret fra SAB-BI pr. primo feb2017 Bemærk INKL. husstandsvindmøller (<= 25 kW)
Note on D25: Carsten Vittrup: Opdateret fra SAB-BI pr. primo feb2017 Forventet 436,9 MW jf. AF2016 Bemærk INKL. husstandsvindmøller (<= 25 kW)
Note on D29: CV-DESK: Vurdering ud fra 2-års pibeline
Note on E29: CV-DESK: Vurdering ud fra 2-års pibeline
Note on G62: 28 MW ved Nissum Bredning. De resterednde 22 MW op til forsøgsordningens forventede 50 MW er sløjfet i forbindelse med PSO-aftale i efteråret 2016.
Note on R167: Kasper Nyborg: Sidste år med støtte - efter nuværende udbudsordning (50.000 fuldlasttimer).
Note on R168: Kasper Nyborg: Sidste år med støtte - efter nuværende udbudsordning (50.000 fuldlasttimer).

## International connections
International connections
A. Maximum NTC (net transfer capacity)
Max. NTC (MW, beginning of year) | From | To | 2017 | 2018 | 2019 | 2020 | 2021 | 2022 | 2023 | 2024 | 2025 | 2026 | 2027 | 2028 | 2029 | 2030 | 2031 | 2032 | 2033 | 2034 | 2035 | 2036 | 2037 | 2038 | 2039 | 2040
Western Denmark (DK1)
Skagerrak | DK1 | NO | 1632 | 1632 | 1632 | 1632 | 1632 | 1632 | 1632 | 1632 | 1632 | 1632 | 1632 | 1632 | 1632 | 1632 | 1632 | 1632 | 1632 | 1632 | 1632 | 1632 | 1632 | 1632 | 1632 | 1632
Skagerrak | NO | DK1 | 1632 | 1632 | 1632 | 1632 | 1632 | 1632 | 1632 | 1632 | 1632 | 1632 | 1632 | 1632 | 1632 | 1632 | 1632 | 1632 | 1632 | 1632 | 1632 | 1632 | 1632 | 1632 | 1632 | 1632
Konti-Skan | DK1 | SE | 740 | 740 | 740 | 740 | 740 | 740 | 740 | 740 | 740 | 740 | 740 | 740 | 740 | 740 | 740 | 740 | 740 | 740 | 740 | 740 | 740 | 740 | 740 | 740
Konti-Skan | SE | DK1 | 680 | 680 | 680 | 680 | 680 | 680 | 680 | 680 | 680 | 680 | 680 | 680 | 680 | 680 | 680 | 680 | 680 | 680 | 680 | 680 | 680 | 680 | 680 | 680
Jutland - Germany | DK1 | DE | 1640 | 1640 | 1640 | 1640 | 2500 | 2500 | 3500 | 3500 | 3500 | 3500 | 3500 | 3500 | 3500 | 3500 | 3500 | 3500 | 3500 | 3500 | 3500 | 3500 | 3500 | 3500 | 3500 | 3500
Jutland - Germany | DE | DK1 | 1500 | 1500 | 1500 | 1500 | 2500 | 2500 | 3500 | 3500 | 3500 | 3500 | 3500 | 3500 | 3500 | 3500 | 3500 | 3500 | 3500 | 3500 | 3500 | 3500 | 3500 | 3500 | 3500 | 3500
COBRAcable | DK1 | NL | 0 | 0 | 0 | 700 | 700 | 700 | 700 | 700 | 700 | 700 | 700 | 700 | 700 | 700 | 700 | 700 | 700 | 700 | 700 | 700 | 700 | 700 | 700 | 700
COBRAcable | NL | DK1 | 0 | 0 | 0 | 700 | 700 | 700 | 700 | 700 | 700 | 700 | 700 | 700 | 700 | 700 | 700 | 700 | 700 | 700 | 700 | 700 | 700 | 700 | 700 | 700
Viking Link | DK1 | GB | 0 | 0 | 0 | 0 | 0 | 0 | 1400 | 1400 | 1400 | 1400 | 1400 | 1400 | 1400 | 1400 | 1400 | 1400 | 1400 | 1400 | 1400 | 1400 | 1400 | 1400 | 1400 | 1400
Viking Link | GB | DK1 | 0 | 0 | 0 | 0 | 0 | 0 | 1400 | 1400 | 1400 | 1400 | 1400 | 1400 | 1400 | 1400 | 1400 | 1400 | 1400 | 1400 | 1400 | 1400 | 1400 | 1400 | 1400 | 1400
Eastern Denmark (DK2)
Øresund | DK2 | SE | 1700 | 1700 | 1700 | 1700 | 1700 | 1700 | 1700 | 1700 | 1700 | 1700 | 1700 | 1700 | 1700 | 1700 | 1700 | 1700 | 1700 | 1700 | 1700 | 1700 | 1700 | 1700 | 1700 | 1700
Øresund | SE | DK2 | 1300 | 1300 | 1300 | 1300 | 1300 | 1300 | 1300 | 1300 | 1300 | 1300 | 1300 | 1300 | 1300 | 1300 | 1300 | 1300 | 1300 | 1300 | 1300 | 1300 | 1300 | 1300 | 1300 | 1300
Kontek | DK2 | DE | 585 | 585 | 585 | 585 | 585 | 585 | 585 | 585 | 585 | 585 | 585 | 585 | 585 | 585 | 585 | 585 | 585 | 585 | 585 | 585 | 585 | 585 | 585 | 585
Kontek | DE | DK2 | 600 | 600 | 600 | 600 | 600 | 600 | 600 | 600 | 600 | 600 | 600 | 600 | 600 | 600 | 600 | 600 | 600 | 600 | 600 | 600 | 600 | 600 | 600 | 600
Kriegers Flak | DK2 | DE | 0 | 0 | 400 | 400 | 400 | 400 | 400 | 400 | 400 | 400 | 400 | 400 | 400 | 400 | 400 | 400 | 400 | 400 | 400 | 400 | 400 | 400 | 400 | 400
Kriegers Flak | DE | DK2 | 0 | 0 | 400 | 400 | 400 | 400 | 400 | 400 | 400 | 400 | 400 | 400 | 400 | 400 | 400 | 400 | 400 | 400 | 400 | 400 | 400 | 400 | 400 | 400
Great Belt
Great Belt | DK1 | DK2 | 590 | 590 | 590 | 590 | 590 | 590 | 590 | 590 | 590 | 590 | 590 | 590 | 590 | 590 | 590 | 590 | 590 | 590 | 590 | 590 | 590 | 590 | 590 | 590
Great Belt | DK2 | DK1 | 600 | 600 | 600 | 600 | 600 | 600 | 600 | 600 | 600 | 600 | 600 | 600 | 600 | 600 | 600 | 600 | 600 | 600 | 600 | 600 | 600 | 600 | 600 | 600

## Gas data
Gas data
A. Conversion factors
Conversion factors | Unit | Value
Energy content in PJ, gross calorific value | GJ/m3 | 0.04356
Energy content in GWh, gross calorific value | kWh/m3 | 12.1
B. Consumption and export through the gas infrastructure
Annual flow | Unit | 2017 | 2018 | 2019 | 2020 | 2021 | 2022 | 2023 | 2024 | 2025 | 2026 | 2027 | 2028 | 2029 | 2030 | 2031 | 2032 | 2033 | 2034 | 2035 | 2036 | 2037 | 2038 | 2039 | 2040
Denmark | mio. m3 | 2649 | 2544.9706 | 2388.4298 | 2308.8121 | 2299.6372 | 2292.655 | 2280.5136 | 2301.7829 | 2297.5791 | 2294.8744 | 2269.4041 | 2212.824 | 2133.9535 | 2054.238 | 1957.1828 | 1874.5034 | 1796.5205 | 1724.2154 | 1652.6716 | 1626.8354 | 1589.1723 | 1558.3546 | 1529.8168 | 1509.5428
Sweden | mio. m3 | 900 | 900 | 900 | 900 | 900 | 900 | 900 | 900 | 900 | 864 | 828 | 792 | 756 | 720 | 684 | 648 | 612 | 576 | 540 | 504 | 468 | 432 | 396 | 360
Total, Denmark and Sweden | mio. m3 | 3549 | 3444.9706 | 3288.4298 | 3208.8121 | 3199.6372 | 3192.655 | 3180.5136 | 3201.7829 | 3197.5791 | 3158.8744 | 3097.4041 | 3004.824 | 2889.9535 | 2774.238 | 2641.1828 | 2522.5034 | 2408.5205 | 2300.2154 | 2192.6716 | 2130.8354 | 2057.1723 | 1990.3546 | 1925.8168 | 1869.5428
Commercial export to Germany | mio. m3 | 670 | 525.5743 | 0.053625 | 0 | 0 | 0 | 300 | 600 | 800 | 800 | 800 | 700 | 600 | 500 | 400 | 300 | 200 | 100 | 0 | 0 | 0 | 0 | 0 | 0
Total, consumption and commercial export | mio. m3 | 4219 | 3970.5449 | 3288.4834 | 3208.8121 | 3199.6372 | 3192.655 | 3480.5136 | 3801.7829 | 3997.5791 | 3958.8744 | 3897.4041 | 3704.824 | 3489.9535 | 3274.238 | 3041.1828 | 2822.5034 | 2608.5205 | 2400.2154 | 2192.6716 | 2130.8354 | 2057.1723 | 1990.3546 | 1925.8168 | 1869.5428
Energy content in PJ, gross calorific value | Unit | 2017 | 2018 | 2019 | 2020 | 2021 | 2022 | 2023 | 2024 | 2025 | 2026 | 2027 | 2028 | 2029 | 2030 | 2031 | 2032 | 2033 | 2034 | 2035 | 2036 | 2037 | 2038 | 2039 | 2040
Denmark | PJ | 115.3904 | 110.8589 | 104.04 | 100.5719 | 100.1722 | 99.8681 | 99.3392 | 100.2657 | 100.0825 | 99.9647 | 98.8552 | 96.3906 | 92.955 | 89.4826 | 85.2549 | 81.6534 | 78.2564 | 75.1068 | 71.9904 | 70.865 | 69.2243 | 67.8819 | 66.6388 | 65.7557
Sweden | PJ | 39.204 | 39.204 | 39.204 | 39.204 | 39.204 | 39.204 | 39.204 | 39.204 | 39.204 | 37.6358 | 36.0677 | 34.4995 | 32.9314 | 31.3632 | 29.795 | 28.2269 | 26.6587 | 25.0906 | 23.5224 | 21.9542 | 20.3861 | 18.8179 | 17.2498 | 15.6816
Total, Denmark and Sweden | PJ | 154.5944 | 150.0629 | 143.244 | 139.7759 | 139.3762 | 139.0721 | 138.5432 | 139.4697 | 139.2865 | 137.6006 | 134.9229 | 130.8901 | 125.8864 | 120.8458 | 115.0499 | 109.8802 | 104.9152 | 100.1974 | 95.5128 | 92.8192 | 89.6104 | 86.6998 | 83.8886 | 81.4373
Commercial export to Germany | PJ | 29.1852 | 22.894 | 0.0023359 | 0 | 0 | 0 | 13.068 | 26.136 | 34.848 | 34.848 | 34.848 | 30.492 | 26.136 | 21.78 | 17.424 | 13.068 | 8.712 | 4.356 | 0 | 0 | 0 | 0 | 0 | 0
Total, consumption and commercial export | PJ | 183.7796 | 172.9569 | 143.2463 | 139.7759 | 139.3762 | 139.0721 | 151.6112 | 165.6057 | 174.1345 | 172.4486 | 169.7709 | 161.3821 | 152.0224 | 142.6258 | 132.4739 | 122.9482 | 113.6272 | 104.5534 | 95.5128 | 92.8192 | 89.6104 | 86.6998 | 83.8886 | 81.4373
Energy content in GWh, gross calorific value | Unit | 2017 | 2018 | 2019 | 2020 | 2021 | 2022 | 2023 | 2024 | 2025 | 2026 | 2027 | 2028 | 2029 | 2030 | 2031 | 2032 | 2033 | 2034 | 2035 | 2036 | 2037 | 2038 | 2039 | 2040
Denmark | GWh | 32052.9 | 30794.1438 | 28900.0001 | 27936.6265 | 27825.6105 | 27741.1251 | 27594.2149 | 27851.5726 | 27800.7073 | 27767.9805 | 27459.7895 | 26775.1703 | 25820.8376 | 24856.2799 | 23681.9123 | 22681.4915 | 21737.8976 | 20863.0061 | 19997.3259 | 19684.7087 | 19228.9844 | 18856.0913 | 18510.7836 | 18265.4679
Sweden | GWh | 10890 | 10890 | 10890 | 10890 | 10890 | 10890 | 10890 | 10890 | 10890 | 10454.4 | 10018.8 | 9583.2 | 9147.6 | 8712 | 8276.4 | 7840.8 | 7405.2 | 6969.6 | 6534 | 6098.4 | 5662.8 | 5227.2 | 4791.6 | 4356
Total, Denmark og Sweden | GWh | 42942.9 | 41684.1438 | 39790.0001 | 38826.6265 | 38715.6105 | 38631.1251 | 38484.2149 | 38741.5726 | 38690.7073 | 38222.3805 | 37478.5895 | 36358.3703 | 34968.4376 | 33568.2799 | 31958.3123 | 30522.2915 | 29143.0976 | 27832.6061 | 26531.3259 | 25783.1087 | 24891.7844 | 24083.2913 | 23302.3836 | 22621.4679
Commercial export to Germany | GWh | 8107 | 6359.4495 | 0.64886 | 0 | 0 | 0 | 3630 | 7260 | 9680 | 9680 | 9680 | 8470 | 7260 | 6050 | 4840 | 3630 | 2420 | 1210 | 0 | 0 | 0 | 0 | 0 | 0
Total, consumption and commercial export | GWh | 51049.9 | 48043.5933 | 39790.6489 | 38826.6265 | 38715.6105 | 38631.1251 | 42114.2149 | 46001.5726 | 48370.7073 | 47902.3805 | 47158.5895 | 44828.3703 | 42228.4376 | 39618.2799 | 36798.3123 | 34152.2915 | 31563.0976 | 29042.6061 | 26531.3259 | 25783.1087 | 24891.7844 | 24083.2913 | 23302.3836 | 22621.4679
C. Production and import through the gas infrastructure
Annual flow | Unit | 2017 | 2018 | 2019 | 2020 | 2021 | 2022 | 2023 | 2024 | 2025 | 2026 | 2027 | 2028 | 2029 | 2030 | 2031 | 2032 | 2033 | 2034 | 2035 | 2036 | 2037 | 2038 | 2039 | 2040
Delivered from the North Sea (Nybro) | mio. m3 | 3074.1809 | 3013.4712 | 2312.135 | 182.5 | 182.5 | 182.5 | 2206.526 | 2524.3847 | 2716.6414 | 2675.161 | 2610.4075 | 2343.3983 | 1978.2201 | 1650.1655 | 1270.9066 | 926.0235 | 454.8368 | 241.3279 | 75.5804 | 13.0659 | 2.0783 | 0.016101 | 0.23374 | -0.28484
RE gas | mio. m3 | 154.8191 | 197.6737 | 216.9483 | 219.2928 | 225.7631 | 233.9995 | 232.9876 | 236.3982 | 239.9377 | 242.7135 | 245.9966 | 249.4257 | 252.7334 | 259.0725 | 262.2762 | 265.48 | 268.6837 | 271.8874 | 275.0912 | 300.8495 | 327.094 | 353.3385 | 379.5831 | 405.8276
Import from Germany (Entry Ellund) | mio. m3 | 990 | 759.4 | 759.4 | 2807.0193 | 2791.3741 | 2776.1555 | 1041 | 1041 | 1041 | 1041 | 1041 | 1112 | 1259 | 1365 | 1508 | 1631 | 1885 | 1887 | 1842 | 1816.9201 | 1728 | 1637 | 1546 | 1464
Total, production to Denmark incl. RE gas | mio. m3 | 4219 | 3970.5449 | 3288.4834 | 3208.8121 | 3199.6372 | 3192.655 | 3480.5136 | 3801.7829 | 3997.5791 | 3958.8744 | 3897.4041 | 3704.824 | 3489.9535 | 3274.238 | 3041.1828 | 2822.5034 | 2608.5205 | 2400.2154 | 2192.6716 | 2130.8354 | 2057.1723 | 1990.3546 | 1925.8168 | 1869.5428
Energy content in PJ, gross calorific value | Unit | 2017 | 2018 | 2019 | 2020 | 2021 | 2022 | 2023 | 2024 | 2025 | 2026 | 2027 | 2028 | 2029 | 2030 | 2031 | 2032 | 2033 | 2034 | 2035 | 2036 | 2037 | 2038 | 2039 | 2040
Delivered from the North Sea (Nybro) | PJ | 133.9113 | 131.2668 | 100.7166 | 7.9497 | 7.9497 | 7.9497 | 96.1163 | 109.9622 | 118.3369 | 116.53 | 113.7094 | 102.0784 | 86.1713 | 71.8812 | 55.3607 | 40.3376 | 19.8127 | 10.5122 | 3.2923 | 0.56915 | 0.090529 | 0.00070134 | 0.010182 | -0.012407
RE gas | PJ | 6.7439 | 8.6107 | 9.4503 | 9.5524 | 9.8342 | 10.193 | 10.1489 | 10.2975 | 10.4517 | 10.5726 | 10.7156 | 10.865 | 11.0091 | 11.2852 | 11.4248 | 11.5643 | 11.7039 | 11.8434 | 11.983 | 13.105 | 14.2482 | 15.3914 | 16.5346 | 17.6779
Import from Germany (Entry Ellund) | PJ | 43.1244 | 33.0795 | 33.0795 | 122.2738 | 121.5923 | 120.9293 | 45.346 | 45.346 | 45.346 | 45.346 | 45.346 | 48.4387 | 54.842 | 59.4594 | 65.6885 | 71.0464 | 82.1106 | 82.1977 | 80.2375 | 79.145 | 75.2717 | 71.3077 | 67.3438 | 63.7718
Total, production to Denmark incl. RE gas | PJ | 183.7796 | 172.9569 | 143.2463 | 139.7759 | 139.3762 | 139.0721 | 151.6112 | 165.6057 | 174.1345 | 172.4486 | 169.7709 | 161.3821 | 152.0224 | 142.6258 | 132.4739 | 122.9482 | 113.6272 | 104.5534 | 95.5128 | 92.8192 | 89.6104 | 86.6998 | 83.8886 | 81.4373
Energy content in GWh, gross calorific value | Unit | 2017 | 2018 | 2019 | 2020 | 2021 | 2022 | 2023 | 2024 | 2025 | 2026 | 2027 | 2028 | 2029 | 2030 | 2031 | 2032 | 2033 | 2034 | 2035 | 2036 | 2037 | 2038 | 2039 | 2040
Delivered from the North Sea (Nybro) | GWh | 37197.5886 | 36463.0021 | 27976.834 | 2208.25 | 2208.25 | 2208.25 | 26698.9649 | 30545.0543 | 32871.3606 | 32369.4476 | 31585.9312 | 28355.1189 | 23936.4635 | 19967.0027 | 15377.9698 | 11204.8838 | 5503.5247 | 2920.068 | 914.5226 | 158.0973 | 25.147 | 0.19482 | 2.8282 | -3.4465
RE gas | GWh | 1873.3114 | 2391.8512 | 2625.0749 | 2653.4434 | 2731.7335 | 2831.3939 | 2819.15 | 2860.4183 | 2903.2467 | 2936.8329 | 2976.5583 | 3018.0514 | 3058.0741 | 3134.7773 | 3173.5425 | 3212.3077 | 3251.0729 | 3289.8381 | 3328.6033 | 3640.2784 | 3957.8374 | 4275.3964 | 4592.9554 | 4910.5144
Import from Germany (Entry Ellund) | GWh | 11979 | 9188.74 | 9188.74 | 33964.9331 | 33775.627 | 33591.4812 | 12596.1 | 12596.1 | 12596.1 | 12596.1 | 12596.1 | 13455.2 | 15233.9 | 16516.5 | 18246.8 | 19735.1 | 22808.5 | 22832.7 | 22288.2 | 21984.7329 | 20908.8 | 19807.7 | 18706.6 | 17714.4
Total, production to Denmark incl. RE gas | GWh | 51049.9 | 48043.5933 | 39790.6489 | 38826.6265 | 38715.6105 | 38631.1251 | 42114.2149 | 46001.5726 | 48370.7073 | 47902.3805 | 47158.5895 | 44828.3703 | 42228.4376 | 39618.2799 | 36798.3123 | 34152.2915 | 31563.0976 | 29042.6061 | 26531.3259 | 25783.1087 | 24891.7844 | 24083.2913 | 23302.3836 | 22621.4679
D. Difference
Difference | Unit | 2017 | 2018 | 2019 | 2020 | 2021 | 2022 | 2023 | 2024 | 2025 | 2026 | 2027 | 2028 | 2029 | 2030 | 2031 | 2032 | 2033 | 2034 | 2035 | 2036 | 2037 | 2038 | 2039 | 2040
Net import (positive values indicate import) | mio. m3 | 320 | 233.8257 | 759.3464 | 2807.0193 | 2791.3741 | 2776.1555 | 741 | 441 | 241 | 241 | 241 | 412 | 659 | 865 | 1108 | 1331 | 1685 | 1787 | 1842 | 1816.9201 | 1728 | 1637 | 1546 | 1464
E. Figures
Analysis assumptions 2016 (AF2016) for comparison
| Unit | 2017 | 2018 | 2019 | 2020 | 2021 | 2022 | 2023 | 2024 | 2025 | 2026 | 2027 | 2028 | 2029 | 2030 | 2031 | 2032 | 2033 | 2034 | 2035 | 2036 | 2037 | 2038 | 2039 | 2040
Consumption, AF2016 | mio. m3 | 3517.3067 | 3534.0668 | 3460.6536 | 3352.7504 | 3335.1402 | 3329.4853 | 3321.2105 | 3314.5102 | 3306.135 | 3191.086 | 3076.6935 | 2962.9577 | 2849.8784 | 2737.4556 | 2644.9889 | 2553.1788 | 2462.0252 | 2371.5282 | 2281.6878 | 2219.1652 | 2156.9947 | 2095.1762 | 2033.7098 | 1972.5954
Production, AF2016 | mio. m3 | 3519.6465 | 3300.2412 | 3514.2072 | 3327.0931 | 3113.8846 | 2985.1014 | 2679.9457 | 2392.0495 | 2408.4306 | 2148.525 | 2035.7652 | 1851.3928 | 1591.296 | 1372.3556 | 1136.5833 | 922.2025 | 577.3649 | 484.9294 | 439.7677 | 437.1696 | 437.4358 | 441.968 | 447.872 | 417.713
Export, AF2016 | mio. m3 | 761.7398 | 525.5743 | 812.9536 | 733.7427 | 538.1444 | 415.0161 | 118.1352 | 0 | 0 | 0 | 0 | 0 | 0 | 0 | 0 | 0 | 0 | 0 | 0 | 0 | 0 | 0 | 0 | 0
Import, AF2016 | mio. m3 | 759.4 | 759.4 | 759.4 | 759.4 | 759.4 | 759.4 | 759.4 | 922.4607 | 897.7044 | 1042.5609 | 1040.9283 | 1111.5648 | 1258.5824 | 1365.1001 | 1508.4056 | 1630.9763 | 1884.6603 | 1886.5989 | 1841.9201 | 1781.9956 | 1719.5589 | 1653.2082 | 1585.8378 | 1554.8824
Net import, AF2016 | mio. m3 | -2.3398 | 233.8257 | -53.5536 | 25.6573 | 221.2556 | 344.3839 | 641.2648 | 922.4607 | 897.7044 | 1042.5609 | 1040.9283 | 1111.5648 | 1258.5824 | 1365.1001 | 1508.4056 | 1630.9763 | 1884.6603 | 1886.5989 | 1841.9201 | 1781.9956 | 1719.5589 | 1653.2082 | 1585.8378 | 1554.8824

## Gas connections
Gas connections
Ll. Torup2
Entry (extraction) - Firm: 4,000 MWh/h
Exit (injection) - Interruptible : 1,820 MWh/h
Dragør
Entry - Interruptible: 600 MWh/h
Exit - Firm: 3,066 MWh/h
Exit - Interruptible: 733 MWh/h
Ellund1
Entry - Firm: 7,700 MWh/h
Exit - Firm: 10,000 MWh/h
Nybro
Entry - Firm: 16,500 MWh/h
Exit: 0 MWh/h
Stenlille2
Entry (extraction) - Firm: 4,100 MWh/h
Exit (injection) - Firm : 2,390 MWh/h
Exit DK
Exit - Firm: 12,984 MWh/h
Notes
1: It is not possible to deliver more than app. 5,189 MWh/h interruptible capacity from Germany.
2: Information from Energinet Gaslager. It is not possible for Energinet to support the listed injection capacity under all operational conditions.
Generally: Upper calorific value is used for natural gas. At the moment, the calorific value is 12.1 kWh/m3. The value is 11.2 kWh/m3 for natural gas from Germany.

## District heating
District heating
A. Consumption
Consumption in PJ | Unit | 2017 | 2018 | 2019 | 2020 | 2021 | 2022 | 2023 | 2024 | 2025 | 2026 | 2027 | 2028 | 2029 | 2030 | 2031 | 2032 | 2033 | 2034 | 2035 | 2036 | 2037 | 2038 | 2039 | 2040
Denmark
Households | PJ | 68.26 | 68.18 | 68.1 | 68.02 | 67.36 | 66.69 | 66.02 | 65.36 | 64.69 | 64.06 | 63.42 | 62.79 | 62.15 | 61.52 | 61.52 | 61.52 | 61.52 | 61.52 | 61.52 | 61.52 | 61.52 | 61.52 | 61.52 | 61.52
Businesses and industry | PJ | 47.36 | 46.85 | 46.42 | 46.05 | 46.74 | 47.42 | 48.04 | 48.58 | 49.05 | 49.45 | 49.8 | 50.09 | 50.34 | 50.66 | 50.66 | 50.66 | 50.66 | 50.66 | 50.66 | 50.66 | 50.66 | 50.66 | 50.66 | 50.66
Loss | PJ | 25.91 | 25.76 | 25.63 | 25.52 | 25.52 | 25.53 | 25.52 | 25.48 | 25.44 | 25.38 | 25.3 | 25.22 | 25.12 | 25.04 | 25.04 | 25.04 | 25.04 | 25.04 | 25.04 | 25.04 | 25.04 | 25.04 | 25.04 | 25.04
Total | PJ | 141.53 | 140.79 | 140.15 | 139.59 | 139.62 | 139.64 | 139.58 | 139.42 | 139.18 | 138.89 | 138.52 | 138.1 | 137.61 | 137.22 | 137.22 | 137.22 | 137.22 | 137.22 | 137.22 | 137.22 | 137.22 | 137.22 | 137.22 | 137.22
Reference: Danish Energy Agency Base Projection 2017. 2030 value is assumed constant in the period 2030-2040.
Consumption in GWh | Unit | 2017 | 2018 | 2019 | 2020 | 2021 | 2022 | 2023 | 2024 | 2025 | 2026 | 2027 | 2028 | 2029 | 2030 | 2031 | 2032 | 2033 | 2034 | 2035 | 2036 | 2037 | 2038 | 2039 | 2040
Denmark
Households | GWh | 18961.1111 | 18938.8889 | 18916.6667 | 18894.4444 | 18711.1111 | 18525 | 18338.8889 | 18155.5556 | 17969.4444 | 17794.4444 | 17616.6667 | 17441.6667 | 17263.8889 | 17088.8889 | 17088.8889 | 17088.8889 | 17088.8889 | 17088.8889 | 17088.8889 | 17088.8889 | 17088.8889 | 17088.8889 | 17088.8889 | 17088.8889
Businesses and industry | GWh | 13155.5556 | 13013.8889 | 12894.4444 | 12791.6667 | 12983.3333 | 13172.2222 | 13344.4444 | 13494.4444 | 13625 | 13736.1111 | 13833.3333 | 13913.8889 | 13983.3333 | 14072.2222 | 14072.2222 | 14072.2222 | 14072.2222 | 14072.2222 | 14072.2222 | 14072.2222 | 14072.2222 | 14072.2222 | 14072.2222 | 14072.2222
Loss | GWh | 7197.2222 | 7155.5556 | 7119.4444 | 7088.8889 | 7088.8889 | 7091.6667 | 7088.8889 | 7077.7778 | 7066.6667 | 7050 | 7027.7778 | 7005.5556 | 6977.7778 | 6955.5556 | 6955.5556 | 6955.5556 | 6955.5556 | 6955.5556 | 6955.5556 | 6955.5556 | 6955.5556 | 6955.5556 | 6955.5556 | 6955.5556
Total | GWh | 39313.8889 | 39108.3333 | 38930.5556 | 38775 | 38783.3333 | 38788.8889 | 38772.2222 | 38727.7778 | 38661.1111 | 38580.5556 | 38477.7778 | 38361.1111 | 38225 | 38116.6667 | 38116.6667 | 38116.6667 | 38116.6667 | 38116.6667 | 38116.6667 | 38116.6667 | 38116.6667 | 38116.6667 | 38116.6667 | 38116.6667
Analysis assumptions 2016 (AF2016) for comparison
Consumption in GWh | Unit | 2017 | 2018 | 2019 | 2020 | 2021 | 2022 | 2023 | 2024 | 2025 | 2026 | 2027 | 2028 | 2029 | 2030 | 2031 | 2032 | 2033 | 2034 | 2035 | 2036 | 2037 | 2038 | 2039 | 2040
Denmark
Samlet | GWh | 36845.4443 | 36611.905 | 36402.7646 | 36172.2753 | 36310.1409 | 36389.6106 | 36444.5591 | 36489.2039 | 36503.7417 | 36503.7417 | 36503.7417 | 36503.7417 | 36503.7417 | 36503.7417 | 36503.7417 | 36503.7417 | 36503.7417 | 36503.7417 | 36503.7417 | 36503.7417 | 36503.7417 | 36503.7417 | 36503.7417 | 36503.7417
B. Figures