## Cover sheet
Cover Sheet
Document | energy_heat_heatpump_water_water_ht_electricity.ad
Author
Organization | Quintel Intelligence
Legend
Cells | Intermediate (calculation)
Result
Manual input
Reference to manual input or data input
Tabs | Introductory
Dashboard
Research data
Sources
Results
Main calculations
Additional calculations
Output to csv

## Dashboard
This sheet summarizes all node attributes formatted in the way they are used by the Energy Transition Model. Use the Excel formulas to find the original data and sources for these numbers. You can also use this document to update the attribute value. Once you have finished updating, save this document and run rake import:node NODE="nodename" to update the node attributes on ETSource.
| Attribute | Unit | Value | Definition | Source
Technical
| heat_output_capacity |  | 1 | Heat output capacity | BDH
| electricity_output_capacity |  | 0 |  | Quintel
| input.ambient_heat |  | 0.77778 |  | BDH
| input.electricity |  | 0.22222 | Typical input capacity | BDH
| output.steam_hot_water | - | 1 |  | Quintel
| full_load_hours |  | 6500 |  | Quintel
| availability | - | 0.99 |  | Quintel
Cost
| initial_investment | euro | 500000 | Initial investment costs | BDH
| fixed_operation_and_maintenance_costs_per_year | euro/yr | 5000 | Fixed operational and maintenance costs per year (incl. ccs) | BDH
| variable_operation_and_maintenance_costs_per_full_load_hour | euro/flh | 0 | Variable operation and maintenance costs per flh | Quintel
| ccs_investment |  | 0 | CCS investment costs | Quintel
| cost_of_installing |  | 0 | Installation costs | BDH
| decommissioning_costs |  | 0 | Decommissioning costs | BDH
| variable_operation_and_maintenance_costs_for_ccs_per_full_load_hour |  | 0 | Variable operational and maintenance costs for ccs per flh | BDH
| wacc | % | 0.04 | Weighted average cost of capita | See https://github.com/quintel/documentation/blob/master/general/cost_calculations.md#weighted-average-cost-of-capital
| takes_part_in_ets | yes=1, no=0 | 0 |  | Quintel
Other
| technical_lifetime | years | 15 | Technical lifetime of the plant | BDH
| construction_time | years | 0 | Construction time of the plant | Quintel
| free_co2_factor | - | 0 |  | Quintel

## Research data
Attribute | Unit | Values | BDH | Quintel | Comments
Technical
heat_output_capacity | MW | 1 | 1
electricity_output_capacity |  | 0 |  | 0
input.ambient_heat |  | 0.77778 | 0.77778
input.electricity |  | 0.22222 | 0.22222
output.steam_hot_water | - | 1 |  | 1
full_load_hours | hrs/yr | 6500 |  | 6500
availability | - | 0.99 |  | 0.99
Costs
initial_investment | euro | 500000 | 500000
fixed_operation_and_maintenance_costs_per_year | euro/yr | 5000 | 5000
variable_operation_and_maintenance_costs_per_full_load_hour | euro/FLH | 0 |  | 0
ccs_investment | euro | 0 |  | 0
cost_of_installing | euro | 0 | 0
decommissioning_costs | euro | 0 | 0
variable_operation_and_maintenance_costs_for_ccs_per_full_load_hour | euro/MJ | 0 | 0
wacc |  | 0.1 |  | 0.1
takes_part_in_ets
Other
technical_lifetime | years | 15 | 15
construction_time | years | 0 |  | 0
free_co2_factor |  | 0 |  | 0

## Sources
Definition on the sources
Type | Source | Country | Date published | Subject year | Date retrieved | ETM Library URL | Link
heat_output_capacity | BDH | NL | 2018 | 2018 | 2018-03-01 | Data received during phone call with Charles Geelen (BDH)
input.ambient_heat
input.electricity
initial_investment
fixed_operation_and_maintenance_costs_per_year
cost_of_installing
decommissioning_costs
variable_operation_and_maintenance_costs_for_ccs_per_full_load_hour
technical_lifetime
flh | BDH and NEDU |  |  | 2015 |  | https://refman.energytransitionmodel.com/publications/2081 | http://www.nedu.nl/documenten/verbruiksprofielen/

## Notes
Source | Page | Notes
BDH |  |  | Units | Attribute | In source
|  | 7000 | hrs | Full load hours
|  | 1 | MW | heat_output_capacity | heat capacity
|  | 3.5 |  | output.useable_heat | Performance facotr of HP-steam generation
|  | 0.77778 |  | input.ambient_heat
|  | 0.22222 |  | input.electricity
|  | 1000 | euro/kWe
|  | 500000 | euro | initial_investment | 1,000,000 euro for a plant with both a heat pump and a back-up system. 50% of total costs for heat pump
|  | 5000 | euro | fixed o&m | 1%
|  | 0 | euro/MWhe
|  | 0 | euro | variable o&m
|  | 15 | yrs | technical_lifetime
BDH: "usually 90% of the heat demand is supplied by the HP and 10% by a gas heater)"
|  | Method |  | The EDSN profile for consumers with standard annual use of <5000 m3 was used for this analysis. The required capacity for supplying 90% of heat demand is determined. Subsequently the flh of this maximum capacity is determined
|  | 1.72e-05 | threshold |  |  | 1.01b_G1ARER
|  | 0.90098 | % | below threshold |  | G1A_RER
|  | 6500 | flh | flh |  | 2015
Below threshold
[6 empty] | 1.618e-05 | 1.618e-05
[6 empty] | 1.9e-05 | 1.72e-05
[6 empty] | 2.142e-05 | 1.72e-05
[6 empty] | 2.245e-05 | 1.72e-05
[6 empty] | 2.221e-05 | 1.72e-05
[6 empty] | 2.14e-05 | 1.72e-05
[6 empty] | 2.004e-05 | 1.72e-05
[6 empty] | 1.899e-05 | 1.72e-05
[6 empty] | 1.966e-05 | 1.72e-05
[6 empty] | 2.082e-05 | 1.72e-05
[6 empty] | 2.151e-05 | 1.72e-05
[6 empty] | 2.138e-05 | 1.72e-05
[6 empty] | 1.972e-05 | 1.72e-05
[6 empty] | 1.863e-05 | 1.72e-05
[6 empty] | 1.733e-05 | 1.72e-05
[6 empty] | 1.512e-05 | 1.512e-05
[6 empty] | 1.139e-05 | 1.139e-05
[6 empty] | 6.83e-06 | 6.83e-06
[6 empty] | 6.61e-06 | 6.61e-06
[6 empty] | 7.97e-06 | 7.97e-06
[6 empty] | 9.29e-06 | 9.29e-06
[6 empty] | 1.063e-05 | 1.063e-05
[6 empty] | 1.276e-05 | 1.276e-05
[6 empty] | 1.673e-05 | 1.673e-05
[6 empty] | 1.94e-05 | 1.72e-05
[6 empty] | 2.126e-05 | 1.72e-05
[6 empty] | 2.257e-05 | 1.72e-05
[6 empty] | 2.27e-05 | 1.72e-05
[6 empty] | 2.098e-05 | 1.72e-05
[6 empty] | 2.001e-05 | 1.72e-05
[6 empty] | 1.899e-05 | 1.72e-05
[6 empty] | 1.864e-05 | 1.72e-05
[6 empty] | 1.954e-05 | 1.72e-05
[6 empty] | 2.09e-05 | 1.72e-05
[6 empty] | 2.223e-05 | 1.72e-05
[6 empty] | 2.221e-05 | 1.72e-05
[6 empty] | 2.067e-05 | 1.72e-05
[6 empty] | 2.002e-05 | 1.72e-05
[6 empty] | 1.847e-05 | 1.72e-05
[6 empty] | 1.663e-05 | 1.663e-05
[6 empty] | 1.205e-05 | 1.205e-05
[6 empty] | 7.12e-06 | 7.12e-06
[6 empty] | 6.76e-06 | 6.76e-06
[6 empty] | 7.13e-06 | 7.13e-06
[6 empty] | 8.4e-06 | 8.4e-06
[6 empty] | 9.58e-06 | 9.58e-06
[6 empty] | 1.135e-05 | 1.135e-05
[6 empty] | 1.405e-05 | 1.405e-05
[6 empty] | 1.665e-05 | 1.665e-05
[6 empty] | 1.89e-05 | 1.72e-05
[6 empty] | 2.167e-05 | 1.72e-05
[6 empty] | 2.226e-05 | 1.72e-05
[6 empty] | 2.08e-05 | 1.72e-05
[6 empty] | 1.92e-05 | 1.72e-05
[6 empty] | 1.659e-05 | 1.659e-05
[6 empty] | 1.58e-05 | 1.58e-05
[6 empty] | 1.668e-05 | 1.668e-05
[6 empty] | 1.72e-05 | 1.72e-05
[6 empty] | 1.905e-05 | 1.72e-05
[6 empty] | 2.026e-05 | 1.72e-05
[6 empty] | 1.85e-05 | 1.72e-05
[6 empty] | 1.774e-05 | 1.72e-05
[6 empty] | 1.669e-05 | 1.669e-05
[6 empty] | 1.542e-05 | 1.542e-05
[6 empty] | 1.36e-05 | 1.36e-05
[6 empty] | 8.99e-06 | 8.99e-06
[6 empty] | 7.46e-06 | 7.46e-06
[6 empty] | 7.83e-06 | 7.83e-06
[6 empty] | 8.99e-06 | 8.99e-06
[6 empty] | 9.44e-06 | 9.44e-06
[6 empty] | 1.047e-05 | 1.047e-05
[6 empty] | 1.254e-05 | 1.254e-05
[6 empty] | 1.618e-05 | 1.618e-05
[6 empty] | 1.9e-05 | 1.72e-05
[6 empty] | 2.142e-05 | 1.72e-05
[6 empty] | 2.245e-05 | 1.72e-05
[6 empty] | 2.221e-05 | 1.72e-05
[6 empty] | 2.14e-05 | 1.72e-05
[6 empty] | 2.004e-05 | 1.72e-05
[6 empty] | 1.899e-05 | 1.72e-05
[6 empty] | 1.966e-05 | 1.72e-05
[6 empty] | 2.082e-05 | 1.72e-05
[6 empty] | 2.151e-05 | 1.72e-05
[6 empty] | 2.138e-05 | 1.72e-05
[6 empty] | 1.972e-05 | 1.72e-05
[6 empty] | 1.863e-05 | 1.72e-05
[6 empty] | 1.733e-05 | 1.72e-05
[6 empty] | 1.512e-05 | 1.512e-05
[6 empty] | 1.139e-05 | 1.139e-05
[6 empty] | 6.83e-06 | 6.83e-06
[6 empty] | 6.61e-06 | 6.61e-06
[6 empty] | 7.97e-06 | 7.97e-06
[6 empty] | 9.29e-06 | 9.29e-06
[6 empty] | 1.063e-05 | 1.063e-05
[6 empty] | 1.276e-05 | 1.276e-05
[6 empty] | 1.673e-05 | 1.673e-05
[6 empty] | 1.94e-05 | 1.72e-05
[6 empty] | 2.126e-05 | 1.72e-05
[6 empty] | 2.257e-05 | 1.72e-05
[6 empty] | 2.27e-05 | 1.72e-05
[6 empty] | 2.098e-05 | 1.72e-05
[6 empty] | 2.001e-05 | 1.72e-05
[6 empty] | 1.899e-05 | 1.72e-05
[6 empty] | 1.864e-05 | 1.72e-05
[6 empty] | 1.954e-05 | 1.72e-05
[6 empty] | 2.09e-05 | 1.72e-05
[6 empty] | 2.223e-05 | 1.72e-05
[6 empty] | 2.221e-05 | 1.72e-05
[6 empty] | 2.067e-05 | 1.72e-05
[6 empty] | 2.002e-05 | 1.72e-05
[6 empty] | 1.847e-05 | 1.72e-05
[6 empty] | 1.663e-05 | 1.663e-05
[6 empty] | 1.205e-05 | 1.205e-05
[6 empty] | 7.12e-06 | 7.12e-06
[6 empty] | 6.61e-06 | 6.61e-06
[6 empty] | 7.97e-06 | 7.97e-06
[6 empty] | 9.29e-06 | 9.29e-06
[6 empty] | 1.063e-05 | 1.063e-05
[6 empty] | 1.276e-05 | 1.276e-05
[6 empty] | 1.673e-05 | 1.673e-05
[6 empty] | 1.94e-05 | 1.72e-05
[6 empty] | 2.126e-05 | 1.72e-05
[6 empty] | 2.257e-05 | 1.72e-05
[6 empty] | 2.27e-05 | 1.72e-05
[6 empty] | 2.098e-05 | 1.72e-05
[6 empty] | 2.001e-05 | 1.72e-05
[6 empty] | 1.899e-05 | 1.72e-05
[6 empty] | 1.864e-05 | 1.72e-05
[6 empty] | 1.954e-05 | 1.72e-05
[6 empty] | 2.09e-05 | 1.72e-05
[6 empty] | 2.223e-05 | 1.72e-05
[6 empty] | 2.221e-05 | 1.72e-05
[6 empty] | 2.067e-05 | 1.72e-05
[6 empty] | 2.002e-05 | 1.72e-05
[6 empty] | 1.847e-05 | 1.72e-05
[6 empty] | 1.663e-05 | 1.663e-05
[6 empty] | 1.205e-05 | 1.205e-05
[6 empty] | 7.12e-06 | 7.12e-06
[6 empty] | 6.61e-06 | 6.61e-06
[6 empty] | 7.97e-06 | 7.97e-06
[6 empty] | 9.29e-06 | 9.29e-06
[6 empty] | 1.063e-05 | 1.063e-05
[6 empty] | 1.276e-05 | 1.276e-05
[6 empty] | 1.673e-05 | 1.673e-05
[6 empty] | 1.94e-05 | 1.72e-05
[6 empty] | 2.126e-05 | 1.72e-05
[6 empty] | 2.257e-05 | 1.72e-05
[6 empty] | 2.27e-05 | 1.72e-05
[6 empty] | 2.098e-05 | 1.72e-05
[6 empty] | 2.001e-05 | 1.72e-05
[6 empty] | 1.899e-05 | 1.72e-05
[6 empty] | 1.864e-05 | 1.72e-05
[6 empty] | 1.954e-05 | 1.72e-05
[6 empty] | 2.09e-05 | 1.72e-05
[6 empty] | 2.223e-05 | 1.72e-05
[6 empty] | 2.221e-05 | 1.72e-05
[6 empty] | 2.067e-05 | 1.72e-05
[6 empty] | 2.002e-05 | 1.72e-05
[6 empty] | 1.847e-05 | 1.72e-05
[6 empty] | 1.663e-05 | 1.663e-05
[6 empty] | 1.205e-05 | 1.205e-05
[6 empty] | 7.12e-06 | 7.12e-06
[6 empty] | 6.61e-06 | 6.61e-06
[6 empty] | 7.97e-06 | 7.97e-06
[6 empty] | 9.29e-06 | 9.29e-06
[6 empty] | 1.063e-05 | 1.063e-05
[6 empty] | 1.276e-05 | 1.276e-05
[6 empty] | 1.673e-05 | 1.673e-05
[6 empty] | 1.94e-05 | 1.72e-05
[6 empty] | 2.126e-05 | 1.72e-05
[6 empty] | 2.257e-05 | 1.72e-05
[6 empty] | 2.27e-05 | 1.72e-05
[6 empty] | 2.098e-05 | 1.72e-05
[6 empty] | 2.001e-05 | 1.72e-05
[6 empty] | 1.899e-05 | 1.72e-05
[6 empty] | 1.864e-05 | 1.72e-05
[6 empty] | 1.954e-05 | 1.72e-05
[6 empty] | 2.09e-05 | 1.72e-05
[6 empty] | 2.223e-05 | 1.72e-05
[6 empty] | 2.221e-05 | 1.72e-05
[6 empty] | 2.067e-05 | 1.72e-05
[6 empty] | 2.002e-05 | 1.72e-05
[6 empty] | 1.847e-05 | 1.72e-05
[6 empty] | 1.663e-05 | 1.663e-05
[6 empty] | 1.205e-05 | 1.205e-05
[6 empty] | 7.12e-06 | 7.12e-06
[6 empty] | 6.61e-06 | 6.61e-06
[6 empty] | 7.97e-06 | 7.97e-06
[6 empty] | 9.29e-06 | 9.29e-06
[6 empty] | 1.063e-05 | 1.063e-05
[6 empty] | 1.276e-05 | 1.276e-05
[6 empty] | 1.673e-05 | 1.673e-05
[6 empty] | 1.94e-05 | 1.72e-05
[6 empty] | 2.126e-05 | 1.72e-05
[6 empty] | 2.257e-05 | 1.72e-05
[6 empty] | 2.27e-05 | 1.72e-05
[6 empty] | 2.098e-05 | 1.72e-05
[6 empty] | 2.001e-05 | 1.72e-05
[6 empty] | 1.899e-05 | 1.72e-05
[6 empty] | 1.864e-05 | 1.72e-05
[6 empty] | 1.954e-05 | 1.72e-05
[6 empty] | 2.09e-05 | 1.72e-05
[6 empty] | 2.223e-05 | 1.72e-05
[6 empty] | 2.221e-05 | 1.72e-05
[6 empty] | 2.067e-05 | 1.72e-05
[6 empty] | 2.002e-05 | 1.72e-05
[6 empty] | 1.847e-05 | 1.72e-05
[6 empty] | 1.663e-05 | 1.663e-05
[6 empty] | 1.205e-05 | 1.205e-05
[6 empty] | 7.12e-06 | 7.12e-06
[6 empty] | 6.76e-06 | 6.76e-06
[6 empty] | 7.13e-06 | 7.13e-06
[6 empty] | 8.4e-06 | 8.4e-06
[6 empty] | 9.58e-06 | 9.58e-06
[6 empty] | 1.135e-05 | 1.135e-05
[6 empty] | 1.405e-05 | 1.405e-05
[6 empty] | 1.665e-05 | 1.665e-05
[6 empty] | 1.89e-05 | 1.72e-05
[6 empty] | 2.167e-05 | 1.72e-05
[6 empty] | 2.226e-05 | 1.72e-05
[6 empty] | 2.08e-05 | 1.72e-05
[6 empty] | 1.92e-05 | 1.72e-05
[6 empty] | 1.659e-05 | 1.659e-05
[6 empty] | 1.58e-05 | 1.58e-05
[6 empty] | 1.668e-05 | 1.668e-05
[6 empty] | 1.72e-05 | 1.72e-05
[6 empty] | 1.905e-05 | 1.72e-05
[6 empty] | 2.026e-05 | 1.72e-05
[6 empty] | 1.85e-05 | 1.72e-05
[6 empty] | 1.774e-05 | 1.72e-05
[6 empty] | 1.669e-05 | 1.669e-05
[6 empty] | 1.542e-05 | 1.542e-05
[6 empty] | 1.36e-05 | 1.36e-05
[6 empty] | 8.99e-06 | 8.99e-06
[6 empty] | 7.46e-06 | 7.46e-06
[6 empty] | 7.83e-06 | 7.83e-06
[6 empty] | 8.99e-06 | 8.99e-06
[6 empty] | 9.44e-06 | 9.44e-06
[6 empty] | 1.047e-05 | 1.047e-05
[6 empty] | 1.254e-05 | 1.254e-05
[6 empty] | 1.618e-05 | 1.618e-05
[6 empty] | 1.9e-05 | 1.72e-05
[6 empty] | 2.142e-05 | 1.72e-05
[6 empty] | 2.245e-05 | 1.72e-05
[6 empty] | 2.221e-05 | 1.72e-05
[6 empty] | 2.14e-05 | 1.72e-05
[6 empty] | 2.004e-05 | 1.72e-05
[6 empty] | 1.899e-05 | 1.72e-05
[6 empty] | 1.966e-05 | 1.72e-05
[6 empty] | 2.082e-05 | 1.72e-05
[6 empty] | 2.151e-05 | 1.72e-05
[6 empty] | 2.138e-05 | 1.72e-05
[6 empty] | 1.972e-05 | 1.72e-05
[6 empty] | 1.863e-05 | 1.72e-05
[6 empty] | 1.733e-05 | 1.72e-05
[6 empty] | 1.512e-05 | 1.512e-05
[6 empty] | 1.139e-05 | 1.139e-05
[6 empty] | 6.83e-06 | 6.83e-06
[6 empty] | 6.61e-06 | 6.61e-06
[6 empty] | 7.97e-06 | 7.97e-06
[6 empty] | 9.29e-06 | 9.29e-06
[6 empty] | 1.063e-05 | 1.063e-05
[6 empty] | 1.276e-05 | 1.276e-05
[6 empty] | 1.673e-05 | 1.673e-05
[6 empty] | 1.94e-05 | 1.72e-05
[6 empty] | 2.126e-05 | 1.72e-05
[6 empty] | 2.257e-05 | 1.72e-05
[6 empty] | 2.27e-05 | 1.72e-05
[6 empty] | 2.098e-05 | 1.72e-05
[6 empty] | 2.001e-05 | 1.72e-05
[6 empty] | 1.899e-05 | 1.72e-05
[6 empty] | 1.864e-05 | 1.72e-05
[6 empty] | 1.954e-05 | 1.72e-05
[6 empty] | 2.09e-05 | 1.72e-05
[6 empty] | 2.223e-05 | 1.72e-05
[6 empty] | 2.221e-05 | 1.72e-05
[6 empty] | 2.067e-05 | 1.72e-05
[6 empty] | 2.002e-05 | 1.72e-05
[6 empty] | 1.847e-05 | 1.72e-05
[6 empty] | 1.663e-05 | 1.663e-05
[6 empty] | 1.205e-05 | 1.205e-05
[6 empty] | 7.12e-06 | 7.12e-06
[6 empty] | 6.61e-06 | 6.61e-06
[6 empty] | 7.97e-06 | 7.97e-06
[6 empty] | 9.29e-06 | 9.29e-06
[6 empty] | 1.063e-05 | 1.063e-05
[6 empty] | 1.276e-05 | 1.276e-05
[6 empty] | 1.673e-05 | 1.673e-05
[6 empty] | 1.94e-05 | 1.72e-05
[6 empty] | 2.126e-05 | 1.72e-05
[6 empty] | 2.257e-05 | 1.72e-05
[6 empty] | 2.27e-05 | 1.72e-05
[6 empty] | 2.098e-05 | 1.72e-05
[6 empty] | 2.001e-05 | 1.72e-05
[6 empty] | 1.899e-05 | 1.72e-05
[6 empty] | 1.864e-05 | 1.72e-05
[6 empty] | 1.954e-05 | 1.72e-05
[6 empty] | 2.09e-05 | 1.72e-05
[6 empty] | 2.223e-05 | 1.72e-05
[6 empty] | 2.221e-05 | 1.72e-05
[6 empty] | 2.067e-05 | 1.72e-05
[6 empty] | 2.002e-05 | 1.72e-05
[6 empty] | 1.847e-05 | 1.72e-05
[6 empty] | 1.663e-05 | 1.663e-05
[6 empty] | 1.205e-05 | 1.205e-05
[6 empty] | 7.12e-06 | 7.12e-06
[6 empty] | 6.61e-06 | 6.61e-06
[6 empty] | 7.97e-06 | 7.97e-06
[6 empty] | 9.29e-06 | 9.29e-06
[6 empty] | 1.063e-05 | 1.063e-05
[6 empty] | 1.276e-05 | 1.276e-05
[6 empty] | 1.673e-05 | 1.673e-05
[6 empty] | 1.94e-05 | 1.72e-05
[6 empty] | 2.126e-05 | 1.72e-05
[6 empty] | 2.257e-05 | 1.72e-05
[6 empty] | 2.27e-05 | 1.72e-05
[6 empty] | 2.098e-05 | 1.72e-05
[6 empty] | 2.001e-05 | 1.72e-05
[6 empty] | 1.899e-05 | 1.72e-05
[6 empty] | 1.864e-05 | 1.72e-05
[6 empty] | 1.954e-05 | 1.72e-05
[6 empty] | 2.09e-05 | 1.72e-05
[6 empty] | 2.223e-05 | 1.72e-05
[6 empty] | 2.221e-05 | 1.72e-05
[6 empty] | 2.067e-05 | 1.72e-05
[6 empty] | 2.002e-05 | 1.72e-05
[6 empty] | 1.847e-05 | 1.72e-05
[6 empty] | 1.663e-05 | 1.663e-05
[6 empty] | 1.205e-05 | 1.205e-05
[6 empty] | 7.12e-06 | 7.12e-06
[6 empty] | 6.61e-06 | 6.61e-06
[6 empty] | 7.97e-06 | 7.97e-06
[6 empty] | 9.29e-06 | 9.29e-06
[6 empty] | 1.063e-05 | 1.063e-05
[6 empty] | 1.276e-05 | 1.276e-05
[6 empty] | 1.673e-05 | 1.673e-05
[6 empty] | 1.94e-05 | 1.72e-05
[6 empty] | 2.126e-05 | 1.72e-05
[6 empty] | 2.257e-05 | 1.72e-05
[6 empty] | 2.27e-05 | 1.72e-05
[6 empty] | 2.098e-05 | 1.72e-05
[6 empty] | 2.001e-05 | 1.72e-05
[6 empty] | 1.899e-05 | 1.72e-05
[6 empty] | 1.864e-05 | 1.72e-05
[6 empty] | 1.954e-05 | 1.72e-05
[6 empty] | 2.09e-05 | 1.72e-05
[6 empty] | 2.223e-05 | 1.72e-05
[6 empty] | 2.221e-05 | 1.72e-05
[6 empty] | 2.067e-05 | 1.72e-05
[6 empty] | 2.002e-05 | 1.72e-05
[6 empty] | 1.847e-05 | 1.72e-05
[6 empty] | 1.663e-05 | 1.663e-05
[6 empty] | 1.205e-05 | 1.205e-05
[6 empty] | 7.12e-06 | 7.12e-06
[6 empty] | 6.61e-06 | 6.61e-06
[6 empty] | 7.97e-06 | 7.97e-06
[6 empty] | 9.29e-06 | 9.29e-06
[6 empty] | 1.063e-05 | 1.063e-05
[6 empty] | 1.276e-05 | 1.276e-05
[6 empty] | 1.673e-05 | 1.673e-05
[6 empty] | 1.94e-05 | 1.72e-05
[6 empty] | 2.126e-05 | 1.72e-05
[6 empty] | 2.257e-05 | 1.72e-05
[6 empty] | 2.27e-05 | 1.72e-05
[6 empty] | 2.098e-05 | 1.72e-05
[6 empty] | 2.001e-05 | 1.72e-05
[6 empty] | 1.899e-05 | 1.72e-05
[6 empty] | 1.864e-05 | 1.72e-05
[6 empty] | 1.954e-05 | 1.72e-05
[6 empty] | 2.09e-05 | 1.72e-05
[6 empty] | 2.223e-05 | 1.72e-05
[6 empty] | 2.221e-05 | 1.72e-05
[6 empty] | 2.067e-05 | 1.72e-05
[6 empty] | 2.002e-05 | 1.72e-05
[6 empty] | 1.847e-05 | 1.72e-05
[6 empty] | 1.663e-05 | 1.663e-05
[6 empty] | 1.205e-05 | 1.205e-05
[6 empty] | 7.12e-06 | 7.12e-06
[6 empty] | 6.76e-06 | 6.76e-06
[6 empty] | 7.13e-06 | 7.13e-06
[6 empty] | 8.4e-06 | 8.4e-06
[6 empty] | 9.58e-06 | 9.58e-06
[6 empty] | 1.135e-05 | 1.135e-05
[6 empty] | 1.405e-05 | 1.405e-05
[6 empty] | 1.665e-05 | 1.665e-05
[6 empty] | 1.89e-05 | 1.72e-05
[6 empty] | 2.167e-05 | 1.72e-05
[6 empty] | 2.226e-05 | 1.72e-05
[6 empty] | 2.08e-05 | 1.72e-05
[6 empty] | 1.92e-05 | 1.72e-05
[6 empty] | 1.659e-05 | 1.659e-05
[6 empty] | 1.58e-05 | 1.58e-05
[6 empty] | 1.668e-05 | 1.668e-05
[6 empty] | 1.72e-05 | 1.72e-05
[6 empty] | 1.905e-05 | 1.72e-05
[6 empty] | 2.026e-05 | 1.72e-05
[6 empty] | 1.85e-05 | 1.72e-05
[6 empty] | 1.774e-05 | 1.72e-05
[6 empty] | 1.669e-05 | 1.669e-05
[6 empty] | 1.542e-05 | 1.542e-05
[6 empty] | 1.36e-05 | 1.36e-05
[6 empty] | 8.99e-06 | 8.99e-06
[6 empty] | 7.46e-06 | 7.46e-06
[6 empty] | 7.83e-06 | 7.83e-06
[6 empty] | 8.99e-06 | 8.99e-06
[6 empty] | 9.44e-06 | 9.44e-06
[6 empty] | 1.047e-05 | 1.047e-05
[6 empty] | 1.254e-05 | 1.254e-05
[6 empty] | 1.618e-05 | 1.618e-05
[6 empty] | 1.9e-05 | 1.72e-05
[6 empty] | 2.142e-05 | 1.72e-05
[6 empty] | 2.245e-05 | 1.72e-05
[6 empty] | 2.221e-05 | 1.72e-05
[6 empty] | 2.14e-05 | 1.72e-05
[6 empty] | 2.004e-05 | 1.72e-05
[6 empty] | 1.899e-05 | 1.72e-05
[6 empty] | 1.966e-05 | 1.72e-05
[6 empty] | 2.082e-05 | 1.72e-05
[6 empty] | 2.151e-05 | 1.72e-05
[6 empty] | 2.138e-05 | 1.72e-05
[6 empty] | 1.972e-05 | 1.72e-05
[6 empty] | 1.863e-05 | 1.72e-05
[6 empty] | 1.733e-05 | 1.72e-05
[6 empty] | 1.512e-05 | 1.512e-05
[6 empty] | 1.139e-05 | 1.139e-05
[6 empty] | 6.83e-06 | 6.83e-06
[6 empty] | 6.61e-06 | 6.61e-06
[6 empty] | 7.97e-06 | 7.97e-06
[6 empty] | 9.29e-06 | 9.29e-06
[6 empty] | 1.063e-05 | 1.063e-05
[6 empty] | 1.276e-05 | 1.276e-05
[6 empty] | 1.673e-05 | 1.673e-05
[6 empty] | 1.94e-05 | 1.72e-05
[6 empty] | 2.126e-05 | 1.72e-05
[6 empty] | 2.257e-05 | 1.72e-05
[6 empty] | 2.27e-05 | 1.72e-05
[6 empty] | 2.098e-05 | 1.72e-05
[6 empty] | 2.001e-05 | 1.72e-05
[6 empty] | 1.899e-05 | 1.72e-05
[6 empty] | 1.864e-05 | 1.72e-05
[6 empty] | 1.954e-05 | 1.72e-05
[6 empty] | 2.09e-05 | 1.72e-05
[6 empty] | 2.223e-05 | 1.72e-05
[6 empty] | 2.221e-05 | 1.72e-05
[6 empty] | 2.067e-05 | 1.72e-05
[6 empty] | 2.002e-05 | 1.72e-05
[6 empty] | 1.847e-05 | 1.72e-05
[6 empty] | 1.663e-05 | 1.663e-05
[6 empty] | 1.205e-05 | 1.205e-05
[6 empty] | 7.12e-06 | 7.12e-06
[6 empty] | 6.61e-06 | 6.61e-06
[6 empty] | 7.97e-06 | 7.97e-06
[6 empty] | 9.29e-06 | 9.29e-06
[6 empty] | 1.063e-05 | 1.063e-05
[6 empty] | 1.276e-05 | 1.276e-05
[6 empty] | 1.673e-05 | 1.673e-05
[6 empty] | 1.94e-05 | 1.72e-05
[6 empty] | 2.126e-05 | 1.72e-05
[6 empty] | 2.257e-05 | 1.72e-05
[6 empty] | 2.27e-05 | 1.72e-05
[6 empty] | 2.098e-05 | 1.72e-05
[6 empty] | 2.001e-05 | 1.72e-05
[6 empty] | 1.899e-05 | 1.72e-05
[6 empty] | 1.864e-05 | 1.72e-05
[6 empty] | 1.954e-05 | 1.72e-05
[6 empty] | 2.09e-05 | 1.72e-05
[6 empty] | 2.223e-05 | 1.72e-05
[6 empty] | 2.221e-05 | 1.72e-05
[6 empty] | 2.067e-05 | 1.72e-05
[6 empty] | 2.002e-05 | 1.72e-05
[6 empty] | 1.847e-05 | 1.72e-05
[6 empty] | 1.663e-05 | 1.663e-05
[6 empty] | 1.205e-05 | 1.205e-05
[6 empty] | 7.12e-06 | 7.12e-06
[6 empty] | 6.61e-06 | 6.61e-06
[6 empty] | 7.97e-06 | 7.97e-06
[6 empty] | 9.29e-06 | 9.29e-06
[6 empty] | 1.063e-05 | 1.063e-05
[6 empty] | 1.276e-05 | 1.276e-05
[6 empty] | 1.673e-05 | 1.673e-05
[6 empty] | 1.94e-05 | 1.72e-05
[6 empty] | 2.126e-05 | 1.72e-05
[6 empty] | 2.257e-05 | 1.72e-05
[6 empty] | 2.27e-05 | 1.72e-05
[6 empty] | 2.098e-05 | 1.72e-05
[6 empty] | 2.001e-05 | 1.72e-05
[6 empty] | 1.899e-05 | 1.72e-05
[6 empty] | 1.864e-05 | 1.72e-05
[6 empty] | 1.954e-05 | 1.72e-05
[6 empty] | 2.09e-05 | 1.72e-05
[6 empty] | 2.223e-05 | 1.72e-05
[6 empty] | 2.221e-05 | 1.72e-05
[6 empty] | 2.067e-05 | 1.72e-05
[6 empty] | 2.002e-05 | 1.72e-05
[6 empty] | 1.847e-05 | 1.72e-05
[6 empty] | 1.663e-05 | 1.663e-05
[6 empty] | 1.205e-05 | 1.205e-05
[6 empty] | 7.12e-06 | 7.12e-06
[6 empty] | 6.61e-06 | 6.61e-06
[6 empty] | 7.97e-06 | 7.97e-06
[6 empty] | 9.29e-06 | 9.29e-06
[6 empty] | 1.063e-05 | 1.063e-05
[6 empty] | 1.276e-05 | 1.276e-05
[6 empty] | 1.673e-05 | 1.673e-05
[6 empty] | 1.94e-05 | 1.72e-05
[6 empty] | 2.126e-05 | 1.72e-05
[6 empty] | 2.257e-05 | 1.72e-05
[6 empty] | 2.27e-05 | 1.72e-05
[6 empty] | 2.098e-05 | 1.72e-05
[6 empty] | 2.001e-05 | 1.72e-05
[6 empty] | 1.899e-05 | 1.72e-05
[6 empty] | 1.864e-05 | 1.72e-05
[6 empty] | 1.954e-05 | 1.72e-05
[6 empty] | 2.09e-05 | 1.72e-05
[6 empty] | 2.223e-05 | 1.72e-05
[6 empty] | 2.221e-05 | 1.72e-05
[6 empty] | 2.067e-05 | 1.72e-05
[6 empty] | 2.002e-05 | 1.72e-05
[6 empty] | 1.847e-05 | 1.72e-05
[6 empty] | 1.663e-05 | 1.663e-05
[6 empty] | 1.205e-05 | 1.205e-05
[6 empty] | 7.12e-06 | 7.12e-06
[6 empty] | 6.61e-06 | 6.61e-06
[6 empty] | 7.97e-06 | 7.97e-06
[6 empty] | 9.29e-06 | 9.29e-06
[6 empty] | 1.063e-05 | 1.063e-05
[6 empty] | 1.276e-05 | 1.276e-05
[6 empty] | 1.673e-05 | 1.673e-05
[6 empty] | 1.94e-05 | 1.72e-05
[6 empty] | 2.126e-05 | 1.72e-05
[6 empty] | 2.257e-05 | 1.72e-05
[6 empty] | 2.27e-05 | 1.72e-05
[6 empty] | 2.098e-05 | 1.72e-05
[6 empty] | 2.001e-05 | 1.72e-05
[6 empty] | 1.899e-05 | 1.72e-05
[6 empty] | 1.864e-05 | 1.72e-05
[6 empty] | 1.954e-05 | 1.72e-05
[6 empty] | 2.09e-05 | 1.72e-05
[6 empty] | 2.223e-05 | 1.72e-05
[6 empty] | 2.221e-05 | 1.72e-05
[6 empty] | 2.067e-05 | 1.72e-05
[6 empty] | 2.002e-05 | 1.72e-05
[6 empty] | 1.847e-05 | 1.72e-05
[6 empty] | 1.663e-05 | 1.663e-05
[6 empty] | 1.205e-05 | 1.205e-05
[6 empty] | 7.12e-06 | 7.12e-06
[6 empty] | 6.76e-06 | 6.76e-06
[6 empty] | 7.13e-06 | 7.13e-06
[6 empty] | 8.4e-06 | 8.4e-06
[6 empty] | 9.58e-06 | 9.58e-06
[6 empty] | 1.135e-05 | 1.135e-05
[6 empty] | 1.405e-05 | 1.405e-05
[6 empty] | 1.665e-05 | 1.665e-05
[6 empty] | 1.89e-05 | 1.72e-05
[6 empty] | 2.167e-05 | 1.72e-05
[6 empty] | 2.226e-05 | 1.72e-05
[6 empty] | 2.08e-05 | 1.72e-05
[6 empty] | 1.92e-05 | 1.72e-05
[6 empty] | 1.659e-05 | 1.659e-05
[6 empty] | 1.58e-05 | 1.58e-05
[6 empty] | 1.668e-05 | 1.668e-05
[6 empty] | 1.72e-05 | 1.72e-05
[6 empty] | 1.905e-05 | 1.72e-05
[6 empty] | 2.026e-05 | 1.72e-05
[6 empty] | 1.85e-05 | 1.72e-05
[6 empty] | 1.774e-05 | 1.72e-05
[6 empty] | 1.669e-05 | 1.669e-05
[6 empty] | 1.542e-05 | 1.542e-05
[6 empty] | 1.36e-05 | 1.36e-05
[6 empty] | 8.99e-06 | 8.99e-06
[6 empty] | 7.46e-06 | 7.46e-06
[6 empty] | 7.83e-06 | 7.83e-06
[6 empty] | 8.99e-06 | 8.99e-06
[6 empty] | 9.44e-06 | 9.44e-06
[6 empty] | 1.047e-05 | 1.047e-05
[6 empty] | 1.254e-05 | 1.254e-05
[6 empty] | 1.618e-05 | 1.618e-05
[6 empty] | 1.9e-05 | 1.72e-05
[6 empty] | 2.142e-05 | 1.72e-05
[6 empty] | 2.245e-05 | 1.72e-05
[6 empty] | 2.221e-05 | 1.72e-05
[6 empty] | 2.14e-05 | 1.72e-05
[6 empty] | 2.004e-05 | 1.72e-05
[6 empty] | 1.899e-05 | 1.72e-05
[6 empty] | 1.966e-05 | 1.72e-05
[6 empty] | 2.082e-05 | 1.72e-05
[6 empty] | 2.151e-05 | 1.72e-05
[6 empty] | 2.138e-05 | 1.72e-05
[6 empty] | 1.972e-05 | 1.72e-05
[6 empty] | 1.863e-05 | 1.72e-05
[6 empty] | 1.733e-05 | 1.72e-05
[6 empty] | 1.512e-05 | 1.512e-05
[6 empty] | 1.139e-05 | 1.139e-05
[6 empty] | 6.83e-06 | 6.83e-06
[6 empty] | 6.61e-06 | 6.61e-06
[6 empty] | 7.97e-06 | 7.97e-06
[6 empty] | 9.29e-06 | 9.29e-06
[6 empty] | 1.063e-05 | 1.063e-05
[6 empty] | 1.276e-05 | 1.276e-05
[6 empty] | 1.673e-05 | 1.673e-05
[6 empty] | 1.94e-05 | 1.72e-05
[6 empty] | 2.126e-05 | 1.72e-05
[6 empty] | 2.257e-05 | 1.72e-05
[6 empty] | 2.27e-05 | 1.72e-05
[6 empty] | 2.098e-05 | 1.72e-05
[6 empty] | 2.001e-05 | 1.72e-05
[6 empty] | 1.899e-05 | 1.72e-05
[6 empty] | 1.864e-05 | 1.72e-05
[6 empty] | 1.954e-05 | 1.72e-05
[6 empty] | 2.09e-05 | 1.72e-05
[6 empty] | 2.223e-05 | 1.72e-05
[6 empty] | 2.221e-05 | 1.72e-05
[6 empty] | 2.067e-05 | 1.72e-05
[6 empty] | 2.002e-05 | 1.72e-05
[6 empty] | 1.847e-05 | 1.72e-05
[6 empty] | 1.663e-05 | 1.663e-05
[6 empty] | 1.205e-05 | 1.205e-05
[6 empty] | 7.12e-06 | 7.12e-06
[6 empty] | 6.61e-06 | 6.61e-06
[6 empty] | 7.97e-06 | 7.97e-06
[6 empty] | 9.29e-06 | 9.29e-06
[6 empty] | 1.063e-05 | 1.063e-05
[6 empty] | 1.276e-05 | 1.276e-05
[6 empty] | 1.673e-05 | 1.673e-05
[6 empty] | 1.94e-05 | 1.72e-05
[6 empty] | 2.126e-05 | 1.72e-05
[6 empty] | 2.257e-05 | 1.72e-05
[6 empty] | 2.27e-05 | 1.72e-05
[6 empty] | 2.098e-05 | 1.72e-05
[6 empty] | 2.001e-05 | 1.72e-05
[6 empty] | 1.899e-05 | 1.72e-05
[6 empty] | 1.864e-05 | 1.72e-05
[6 empty] | 1.954e-05 | 1.72e-05
[6 empty] | 2.09e-05 | 1.72e-05
[6 empty] | 2.223e-05 | 1.72e-05
[6 empty] | 2.221e-05 | 1.72e-05
[6 empty] | 2.067e-05 | 1.72e-05
[6 empty] | 2.002e-05 | 1.72e-05
[6 empty] | 1.847e-05 | 1.72e-05
[6 empty] | 1.663e-05 | 1.663e-05
[6 empty] | 1.205e-05 | 1.205e-05
[6 empty] | 7.12e-06 | 7.12e-06
[6 empty] | 6.61e-06 | 6.61e-06
[6 empty] | 7.97e-06 | 7.97e-06
[6 empty] | 9.29e-06 | 9.29e-06
[6 empty] | 1.063e-05 | 1.063e-05
[6 empty] | 1.276e-05 | 1.276e-05
[6 empty] | 1.673e-05 | 1.673e-05
[6 empty] | 1.94e-05 | 1.72e-05
[6 empty] | 2.126e-05 | 1.72e-05
[6 empty] | 2.257e-05 | 1.72e-05
[6 empty] | 2.27e-05 | 1.72e-05
[6 empty] | 2.098e-05 | 1.72e-05
[6 empty] | 2.001e-05 | 1.72e-05
[6 empty] | 1.899e-05 | 1.72e-05
[6 empty] | 1.864e-05 | 1.72e-05
[6 empty] | 1.954e-05 | 1.72e-05
[6 empty] | 2.09e-05 | 1.72e-05
[6 empty] | 2.223e-05 | 1.72e-05
[6 empty] | 2.221e-05 | 1.72e-05
[6 empty] | 2.067e-05 | 1.72e-05
[6 empty] | 2.002e-05 | 1.72e-05
[6 empty] | 1.847e-05 | 1.72e-05
[6 empty] | 1.663e-05 | 1.663e-05
[6 empty] | 1.205e-05 | 1.205e-05
[6 empty] | 7.12e-06 | 7.12e-06
[6 empty] | 6.61e-06 | 6.61e-06
[6 empty] | 7.97e-06 | 7.97e-06
[6 empty] | 9.29e-06 | 9.29e-06
[6 empty] | 1.063e-05 | 1.063e-05
[6 empty] | 1.276e-05 | 1.276e-05
[6 empty] | 1.673e-05 | 1.673e-05
[6 empty] | 1.94e-05 | 1.72e-05
[6 empty] | 2.126e-05 | 1.72e-05
[6 empty] | 2.257e-05 | 1.72e-05
[6 empty] | 2.27e-05 | 1.72e-05
[6 empty] | 2.098e-05 | 1.72e-05
[6 empty] | 2.001e-05 | 1.72e-05
[6 empty] | 1.899e-05 | 1.72e-05
[6 empty] | 1.864e-05 | 1.72e-05
[6 empty] | 1.954e-05 | 1.72e-05
[6 empty] | 2.09e-05 | 1.72e-05
[6 empty] | 2.223e-05 | 1.72e-05
[6 empty] | 2.221e-05 | 1.72e-05
[6 empty] | 2.067e-05 | 1.72e-05
[6 empty] | 2.002e-05 | 1.72e-05
[6 empty] | 1.847e-05 | 1.72e-05
[6 empty] | 1.663e-05 | 1.663e-05
[6 empty] | 1.205e-05 | 1.205e-05
[6 empty] | 7.12e-06 | 7.12e-06
[6 empty] | 6.61e-06 | 6.61e-06
[6 empty] | 7.97e-06 | 7.97e-06
[6 empty] | 9.29e-06 | 9.29e-06
[6 empty] | 1.063e-05 | 1.063e-05
[6 empty] | 1.276e-05 | 1.276e-05
[6 empty] | 1.673e-05 | 1.673e-05
[6 empty] | 1.94e-05 | 1.72e-05
[6 empty] | 2.126e-05 | 1.72e-05
[6 empty] | 2.257e-05 | 1.72e-05
[6 empty] | 2.27e-05 | 1.72e-05
[6 empty] | 2.098e-05 | 1.72e-05
[6 empty] | 2.001e-05 | 1.72e-05
[6 empty] | 1.899e-05 | 1.72e-05
[6 empty] | 1.864e-05 | 1.72e-05
[6 empty] | 1.954e-05 | 1.72e-05
[6 empty] | 2.09e-05 | 1.72e-05
[6 empty] | 2.223e-05 | 1.72e-05
[6 empty] | 2.221e-05 | 1.72e-05
[6 empty] | 2.067e-05 | 1.72e-05
[6 empty] | 2.002e-05 | 1.72e-05
[6 empty] | 1.847e-05 | 1.72e-05
[6 empty] | 1.663e-05 | 1.663e-05
[6 empty] | 1.205e-05 | 1.205e-05
[6 empty] | 7.12e-06 | 7.12e-06
[6 empty] | 6.76e-06 | 6.76e-06
[6 empty] | 7.13e-06 | 7.13e-06
[6 empty] | 8.4e-06 | 8.4e-06
[6 empty] | 9.58e-06 | 9.58e-06
[6 empty] | 1.135e-05 | 1.135e-05
[6 empty] | 1.405e-05 | 1.405e-05
[6 empty] | 1.665e-05 | 1.665e-05
[6 empty] | 1.89e-05 | 1.72e-05
[6 empty] | 2.167e-05 | 1.72e-05
[6 empty] | 2.226e-05 | 1.72e-05
[6 empty] | 2.08e-05 | 1.72e-05
[6 empty] | 1.92e-05 | 1.72e-05
[6 empty] | 1.659e-05 | 1.659e-05
[6 empty] | 1.58e-05 | 1.58e-05
[6 empty] | 1.668e-05 | 1.668e-05
[6 empty] | 1.72e-05 | 1.72e-05
[6 empty] | 1.905e-05 | 1.72e-05
[6 empty] | 2.026e-05 | 1.72e-05
[6 empty] | 1.85e-05 | 1.72e-05
[6 empty] | 1.774e-05 | 1.72e-05
[6 empty] | 1.669e-05 | 1.669e-05
[6 empty] | 1.542e-05 | 1.542e-05
[6 empty] | 1.36e-05 | 1.36e-05
[6 empty] | 8.99e-06 | 8.99e-06
[6 empty] | 7.46e-06 | 7.46e-06
[6 empty] | 7.83e-06 | 7.83e-06
[6 empty] | 8.99e-06 | 8.99e-06
[6 empty] | 9.44e-06 | 9.44e-06
[6 empty] | 1.047e-05 | 1.047e-05
[6 empty] | 1.254e-05 | 1.254e-05
[6 empty] | 1.618e-05 | 1.618e-05
[6 empty] | 1.9e-05 | 1.72e-05
[6 empty] | 2.142e-05 | 1.72e-05
[6 empty] | 2.245e-05 | 1.72e-05
[6 empty] | 2.221e-05 | 1.72e-05
[6 empty] | 2.14e-05 | 1.72e-05
[6 empty] | 2.004e-05 | 1.72e-05
[6 empty] | 1.899e-05 | 1.72e-05
[6 empty] | 1.966e-05 | 1.72e-05
[6 empty] | 2.082e-05 | 1.72e-05
[6 empty] | 2.151e-05 | 1.72e-05
[6 empty] | 2.138e-05 | 1.72e-05
[6 empty] | 1.972e-05 | 1.72e-05
[6 empty] | 1.863e-05 | 1.72e-05
[6 empty] | 1.733e-05 | 1.72e-05
[6 empty] | 1.512e-05 | 1.512e-05
[6 empty] | 1.139e-05 | 1.139e-05
[6 empty] | 6.83e-06 | 6.83e-06
[6 empty] | 6.61e-06 | 6.61e-06
[6 empty] | 7.97e-06 | 7.97e-06
[6 empty] | 9.29e-06 | 9.29e-06
[6 empty] | 1.063e-05 | 1.063e-05
[6 empty] | 1.276e-05 | 1.276e-05
[6 empty] | 1.673e-05 | 1.673e-05
[6 empty] | 1.94e-05 | 1.72e-05
[6 empty] | 2.126e-05 | 1.72e-05
[6 empty] | 2.257e-05 | 1.72e-05
[6 empty] | 2.27e-05 | 1.72e-05
[6 empty] | 2.098e-05 | 1.72e-05
[6 empty] | 2.001e-05 | 1.72e-05
[6 empty] | 1.899e-05 | 1.72e-05
[6 empty] | 1.864e-05 | 1.72e-05
[6 empty] | 1.954e-05 | 1.72e-05
[6 empty] | 2.09e-05 | 1.72e-05
[6 empty] | 2.223e-05 | 1.72e-05
[6 empty] | 2.221e-05 | 1.72e-05
[6 empty] | 2.067e-05 | 1.72e-05
[6 empty] | 2.002e-05 | 1.72e-05
[6 empty] | 1.847e-05 | 1.72e-05
[6 empty] | 1.663e-05 | 1.663e-05
[6 empty] | 1.205e-05 | 1.205e-05
[6 empty] | 7.12e-06 | 7.12e-06
[6 empty] | 6.61e-06 | 6.61e-06
[6 empty] | 7.97e-06 | 7.97e-06
[6 empty] | 9.29e-06 | 9.29e-06
[6 empty] | 1.063e-05 | 1.063e-05
[6 empty] | 1.276e-05 | 1.276e-05
[6 empty] | 1.673e-05 | 1.673e-05
[6 empty] | 1.94e-05 | 1.72e-05
[6 empty] | 2.126e-05 | 1.72e-05
[6 empty] | 2.257e-05 | 1.72e-05
[6 empty] | 2.27e-05 | 1.72e-05
[6 empty] | 2.098e-05 | 1.72e-05
[6 empty] | 2.001e-05 | 1.72e-05
[6 empty] | 1.899e-05 | 1.72e-05
[6 empty] | 1.864e-05 | 1.72e-05
[6 empty] | 1.954e-05 | 1.72e-05
[6 empty] | 2.09e-05 | 1.72e-05
[6 empty] | 2.223e-05 | 1.72e-05
[6 empty] | 2.221e-05 | 1.72e-05
[6 empty] | 2.067e-05 | 1.72e-05
[6 empty] | 2.002e-05 | 1.72e-05
[6 empty] | 1.847e-05 | 1.72e-05
[6 empty] | 1.663e-05 | 1.663e-05
[6 empty] | 1.205e-05 | 1.205e-05
[6 empty] | 7.12e-06 | 7.12e-06
[6 empty] | 6.61e-06 | 6.61e-06
[6 empty] | 7.97e-06 | 7.97e-06
[6 empty] | 9.29e-06 | 9.29e-06
[6 empty] | 1.063e-05 | 1.063e-05
[6 empty] | 1.276e-05 | 1.276e-05
[6 empty] | 1.673e-05 | 1.673e-05
[6 empty] | 1.94e-05 | 1.72e-05
[6 empty] | 2.126e-05 | 1.72e-05
[6 empty] | 2.257e-05 | 1.72e-05
[6 empty] | 2.27e-05 | 1.72e-05
[6 empty] | 2.098e-05 | 1.72e-05
[6 empty] | 2.001e-05 | 1.72e-05
[6 empty] | 1.899e-05 | 1.72e-05
[6 empty] | 1.864e-05 | 1.72e-05
[6 empty] | 1.954e-05 | 1.72e-05
[6 empty] | 2.09e-05 | 1.72e-05
[6 empty] | 2.223e-05 | 1.72e-05
[6 empty] | 2.221e-05 | 1.72e-05
[6 empty] | 2.067e-05 | 1.72e-05
[6 empty] | 2.002e-05 | 1.72e-05
[6 empty] | 1.847e-05 | 1.72e-05
[6 empty] | 1.663e-05 | 1.663e-05
[6 empty] | 1.205e-05 | 1.205e-05
[6 empty] | 7.12e-06 | 7.12e-06
[6 empty] | 6.61e-06 | 6.61e-06
[6 empty] | 7.97e-06 | 7.97e-06
[6 empty] | 9.29e-06 | 9.29e-06
[6 empty] | 1.063e-05 | 1.063e-05
[6 empty] | 1.276e-05 | 1.276e-05
[6 empty] | 1.673e-05 | 1.673e-05
[6 empty] | 1.94e-05 | 1.72e-05
[6 empty] | 2.126e-05 | 1.72e-05
[6 empty] | 2.257e-05 | 1.72e-05
[6 empty] | 2.27e-05 | 1.72e-05
[6 empty] | 2.098e-05 | 1.72e-05
[6 empty] | 2.001e-05 | 1.72e-05
[6 empty] | 1.899e-05 | 1.72e-05
[6 empty] | 1.864e-05 | 1.72e-05
[6 empty] | 1.954e-05 | 1.72e-05
[6 empty] | 2.09e-05 | 1.72e-05
[6 empty] | 2.223e-05 | 1.72e-05
[6 empty] | 2.221e-05 | 1.72e-05
[6 empty] | 2.067e-05 | 1.72e-05
[6 empty] | 2.002e-05 | 1.72e-05
[6 empty] | 1.847e-05 | 1.72e-05
[6 empty] | 1.663e-05 | 1.663e-05
[6 empty] | 1.205e-05 | 1.205e-05
[6 empty] | 7.12e-06 | 7.12e-06
[6 empty] | 6.61e-06 | 6.61e-06
[6 empty] | 7.97e-06 | 7.97e-06
[6 empty] | 9.29e-06 | 9.29e-06
[6 empty] | 1.063e-05 | 1.063e-05
[6 empty] | 1.276e-05 | 1.276e-05
[6 empty] | 1.673e-05 | 1.673e-05
[6 empty] | 1.94e-05 | 1.72e-05
[6 empty] | 2.126e-05 | 1.72e-05
[6 empty] | 2.257e-05 | 1.72e-05
[6 empty] | 2.27e-05 | 1.72e-05
[6 empty] | 2.098e-05 | 1.72e-05
[6 empty] | 2.001e-05 | 1.72e-05
[6 empty] | 1.899e-05 | 1.72e-05
[6 empty] | 1.864e-05 | 1.72e-05
[6 empty] | 1.954e-05 | 1.72e-05
[6 empty] | 2.09e-05 | 1.72e-05
[6 empty] | 2.223e-05 | 1.72e-05
[6 empty] | 2.221e-05 | 1.72e-05
[6 empty] | 2.067e-05 | 1.72e-05
[6 empty] | 2.002e-05 | 1.72e-05
[6 empty] | 1.847e-05 | 1.72e-05
[6 empty] | 1.663e-05 | 1.663e-05
[6 empty] | 1.205e-05 | 1.205e-05
[6 empty] | 7.12e-06 | 7.12e-06
[6 empty] | 6.76e-06 | 6.76e-06
[6 empty] | 7.13e-06 | 7.13e-06
[6 empty] | 8.4e-06 | 8.4e-06
[6 empty] | 9.58e-06 | 9.58e-06
[6 empty] | 1.135e-05 | 1.135e-05
[6 empty] | 1.405e-05 | 1.405e-05
[6 empty] | 1.665e-05 | 1.665e-05
[6 empty] | 1.89e-05 | 1.72e-05
[6 empty] | 2.167e-05 | 1.72e-05
[6 empty] | 2.226e-05 | 1.72e-05
[6 empty] | 2.08e-05 | 1.72e-05
[6 empty] | 1.92e-05 | 1.72e-05
[6 empty] | 1.659e-05 | 1.659e-05
[6 empty] | 1.58e-05 | 1.58e-05
[6 empty] | 1.668e-05 | 1.668e-05
[6 empty] | 1.72e-05 | 1.72e-05
[6 empty] | 1.905e-05 | 1.72e-05
[6 empty] | 2.026e-05 | 1.72e-05
[6 empty] | 1.85e-05 | 1.72e-05
[6 empty] | 1.774e-05 | 1.72e-05
[6 empty] | 1.669e-05 | 1.669e-05
[6 empty] | 1.542e-05 | 1.542e-05
[6 empty] | 1.36e-05 | 1.36e-05
[6 empty] | 8.99e-06 | 8.99e-06
[6 empty] | 7.46e-06 | 7.46e-06
[6 empty] | 7.83e-06 | 7.83e-06
[6 empty] | 8.99e-06 | 8.99e-06
[6 empty] | 9.44e-06 | 9.44e-06
[6 empty] | 1.047e-05 | 1.047e-05
[6 empty] | 1.254e-05 | 1.254e-05
[6 empty] | 1.618e-05 | 1.618e-05
[6 empty] | 1.9e-05 | 1.72e-05
[6 empty] | 2.142e-05 | 1.72e-05
[6 empty] | 2.245e-05 | 1.72e-05
[6 empty] | 2.221e-05 | 1.72e-05
[6 empty] | 2.14e-05 | 1.72e-05
[6 empty] | 2.004e-05 | 1.72e-05
[6 empty] | 1.899e-05 | 1.72e-05
[6 empty] | 1.966e-05 | 1.72e-05
[6 empty] | 2.082e-05 | 1.72e-05
[6 empty] | 2.151e-05 | 1.72e-05
[6 empty] | 2.138e-05 | 1.72e-05
[6 empty] | 1.972e-05 | 1.72e-05
[6 empty] | 1.863e-05 | 1.72e-05
[6 empty] | 1.733e-05 | 1.72e-05
[6 empty] | 1.512e-05 | 1.512e-05
[6 empty] | 1.139e-05 | 1.139e-05
[6 empty] | 6.83e-06 | 6.83e-06
[6 empty] | 6.61e-06 | 6.61e-06
[6 empty] | 7.97e-06 | 7.97e-06
[6 empty] | 9.29e-06 | 9.29e-06
[6 empty] | 1.063e-05 | 1.063e-05
[6 empty] | 1.276e-05 | 1.276e-05
[6 empty] | 1.673e-05 | 1.673e-05
[6 empty] | 1.94e-05 | 1.72e-05
[6 empty] | 2.126e-05 | 1.72e-05
[6 empty] | 2.257e-05 | 1.72e-05
[6 empty] | 2.27e-05 | 1.72e-05
[6 empty] | 2.098e-05 | 1.72e-05
[6 empty] | 2.001e-05 | 1.72e-05
[6 empty] | 1.899e-05 | 1.72e-05
[6 empty] | 1.864e-05 | 1.72e-05
[6 empty] | 1.954e-05 | 1.72e-05
[6 empty] | 2.09e-05 | 1.72e-05
[6 empty] | 2.223e-05 | 1.72e-05
[6 empty] | 2.221e-05 | 1.72e-05
[6 empty] | 2.067e-05 | 1.72e-05
[6 empty] | 2.002e-05 | 1.72e-05
[6 empty] | 1.847e-05 | 1.72e-05
[6 empty] | 1.663e-05 | 1.663e-05
[6 empty] | 1.205e-05 | 1.205e-05
[6 empty] | 7.12e-06 | 7.12e-06
[6 empty] | 6.61e-06 | 6.61e-06
[6 empty] | 7.97e-06 | 7.97e-06
[6 empty] | 9.29e-06 | 9.29e-06
[6 empty] | 1.063e-05 | 1.063e-05
[6 empty] | 1.276e-05 | 1.276e-05
[6 empty] | 1.673e-05 | 1.673e-05
[6 empty] | 1.94e-05 | 1.72e-05
[6 empty] | 2.126e-05 | 1.72e-05
[6 empty] | 2.257e-05 | 1.72e-05
[6 empty] | 2.27e-05 | 1.72e-05
[6 empty] | 2.098e-05 | 1.72e-05
[6 empty] | 2.001e-05 | 1.72e-05
[6 empty] | 1.899e-05 | 1.72e-05
[6 empty] | 1.864e-05 | 1.72e-05
[6 empty] | 1.954e-05 | 1.72e-05
[6 empty] | 2.09e-05 | 1.72e-05
[6 empty] | 2.223e-05 | 1.72e-05
[6 empty] | 2.221e-05 | 1.72e-05
[6 empty] | 2.067e-05 | 1.72e-05
[6 empty] | 2.002e-05 | 1.72e-05
[6 empty] | 1.847e-05 | 1.72e-05
[6 empty] | 1.663e-05 | 1.663e-05
[6 empty] | 1.205e-05 | 1.205e-05
[6 empty] | 7.12e-06 | 7.12e-06
[6 empty] | 6.61e-06 | 6.61e-06
[6 empty] | 7.97e-06 | 7.97e-06
[6 empty] | 9.29e-06 | 9.29e-06
[6 empty] | 1.063e-05 | 1.063e-05
[6 empty] | 1.276e-05 | 1.276e-05
[6 empty] | 1.673e-05 | 1.673e-05
[6 empty] | 1.94e-05 | 1.72e-05
[6 empty] | 2.126e-05 | 1.72e-05
[6 empty] | 2.257e-05 | 1.72e-05
[6 empty] | 2.27e-05 | 1.72e-05
[6 empty] | 2.098e-05 | 1.72e-05
[6 empty] | 2.001e-05 | 1.72e-05
[6 empty] | 1.899e-05 | 1.72e-05
[6 empty] | 1.864e-05 | 1.72e-05
[6 empty] | 1.954e-05 | 1.72e-05
[6 empty] | 2.09e-05 | 1.72e-05
[6 empty] | 2.223e-05 | 1.72e-05
[6 empty] | 2.221e-05 | 1.72e-05
[6 empty] | 2.067e-05 | 1.72e-05
[6 empty] | 2.002e-05 | 1.72e-05
[6 empty] | 1.847e-05 | 1.72e-05
[6 empty] | 1.663e-05 | 1.663e-05
[6 empty] | 1.205e-05 | 1.205e-05
[6 empty] | 7.12e-06 | 7.12e-06
[6 empty] | 6.61e-06 | 6.61e-06
[6 empty] | 7.97e-06 | 7.97e-06
[6 empty] | 9.29e-06 | 9.29e-06
[6 empty] | 1.063e-05 | 1.063e-05
[6 empty] | 1.276e-05 | 1.276e-05
[6 empty] | 1.673e-05 | 1.673e-05
[6 empty] | 1.94e-05 | 1.72e-05
[6 empty] | 2.126e-05 | 1.72e-05
[6 empty] | 2.257e-05 | 1.72e-05
[6 empty] | 2.27e-05 | 1.72e-05
[6 empty] | 2.098e-05 | 1.72e-05
[6 empty] | 2.001e-05 | 1.72e-05
[6 empty] | 1.899e-05 | 1.72e-05
[6 empty] | 1.864e-05 | 1.72e-05
[6 empty] | 1.954e-05 | 1.72e-05
[6 empty] | 2.09e-05 | 1.72e-05
[6 empty] | 2.223e-05 | 1.72e-05
[6 empty] | 2.221e-05 | 1.72e-05
[6 empty] | 2.067e-05 | 1.72e-05
[6 empty] | 2.002e-05 | 1.72e-05
[6 empty] | 1.847e-05 | 1.72e-05
[6 empty] | 1.663e-05 | 1.663e-05
[6 empty] | 1.205e-05 | 1.205e-05
[6 empty] | 7.12e-06 | 7.12e-06
[6 empty] | 6.61e-06 | 6.61e-06
[6 empty] | 7.97e-06 | 7.97e-06
[6 empty] | 9.29e-06 | 9.29e-06
[6 empty] | 1.063e-05 | 1.063e-05
[6 empty] | 1.276e-05 | 1.276e-05
[6 empty] | 1.673e-05 | 1.673e-05
[6 empty] | 1.94e-05 | 1.72e-05
[6 empty] | 2.126e-05 | 1.72e-05
[6 empty] | 2.257e-05 | 1.72e-05
[6 empty] | 2.27e-05 | 1.72e-05
[6 empty] | 2.098e-05 | 1.72e-05
[6 empty] | 2.001e-05 | 1.72e-05
[6 empty] | 1.899e-05 | 1.72e-05
[6 empty] | 1.864e-05 | 1.72e-05
[6 empty] | 1.954e-05 | 1.72e-05
[6 empty] | 2.09e-05 | 1.72e-05
[6 empty] | 2.223e-05 | 1.72e-05
[6 empty] | 2.221e-05 | 1.72e-05
[6 empty] | 2.067e-05 | 1.72e-05
[6 empty] | 2.002e-05 | 1.72e-05
[6 empty] | 1.847e-05 | 1.72e-05
[6 empty] | 1.663e-05 | 1.663e-05
[6 empty] | 1.205e-05 | 1.205e-05
[6 empty] | 7.12e-06 | 7.12e-06
[6 empty] | 6.76e-06 | 6.76e-06
[6 empty] | 7.13e-06 | 7.13e-06
[6 empty] | 8.4e-06 | 8.4e-06
[6 empty] | 9.58e-06 | 9.58e-06
[6 empty] | 1.135e-05 | 1.135e-05
[6 empty] | 1.405e-05 | 1.405e-05
[6 empty] | 1.665e-05 | 1.665e-05
[6 empty] | 1.89e-05 | 1.72e-05
[6 empty] | 2.167e-05 | 1.72e-05
[6 empty] | 2.226e-05 | 1.72e-05
[6 empty] | 2.08e-05 | 1.72e-05
[6 empty] | 1.92e-05 | 1.72e-05
[6 empty] | 1.659e-05 | 1.659e-05
[6 empty] | 1.58e-05 | 1.58e-05
[6 empty] | 1.668e-05 | 1.668e-05
[6 empty] | 1.72e-05 | 1.72e-05
[6 empty] | 1.905e-05 | 1.72e-05
[6 empty] | 2.026e-05 | 1.72e-05
[6 empty] | 1.85e-05 | 1.72e-05
[6 empty] | 1.774e-05 | 1.72e-05
[6 empty] | 1.669e-05 | 1.669e-05
[6 empty] | 1.542e-05 | 1.542e-05
[6 empty] | 1.36e-05 | 1.36e-05
[6 empty] | 8.99e-06 | 8.99e-06
[6 empty] | 7.46e-06 | 7.46e-06
[6 empty] | 7.83e-06 | 7.83e-06
[6 empty] | 8.99e-06 | 8.99e-06
[6 empty] | 9.44e-06 | 9.44e-06
[6 empty] | 1.047e-05 | 1.047e-05
[6 empty] | 1.254e-05 | 1.254e-05
[6 empty] | 1.618e-05 | 1.618e-05
[6 empty] | 1.9e-05 | 1.72e-05
[6 empty] | 2.142e-05 | 1.72e-05
[6 empty] | 2.245e-05 | 1.72e-05
[6 empty] | 2.221e-05 | 1.72e-05
[6 empty] | 2.14e-05 | 1.72e-05
[6 empty] | 2.004e-05 | 1.72e-05
[6 empty] | 1.899e-05 | 1.72e-05
[6 empty] | 1.966e-05 | 1.72e-05
[6 empty] | 2.082e-05 | 1.72e-05
[6 empty] | 2.151e-05 | 1.72e-05
[6 empty] | 2.138e-05 | 1.72e-05
[6 empty] | 1.972e-05 | 1.72e-05
[6 empty] | 1.863e-05 | 1.72e-05
[6 empty] | 1.733e-05 | 1.72e-05
[6 empty] | 1.512e-05 | 1.512e-05
[6 empty] | 1.139e-05 | 1.139e-05
[6 empty] | 6.83e-06 | 6.83e-06
[6 empty] | 6.61e-06 | 6.61e-06
[6 empty] | 7.97e-06 | 7.97e-06
[6 empty] | 9.29e-06 | 9.29e-06
[6 empty] | 1.063e-05 | 1.063e-05
[6 empty] | 1.276e-05 | 1.276e-05
[6 empty] | 1.673e-05 | 1.673e-05
[6 empty] | 1.94e-05 | 1.72e-05
[6 empty] | 2.126e-05 | 1.72e-05
[6 empty] | 2.257e-05 | 1.72e-05
[6 empty] | 2.27e-05 | 1.72e-05
[6 empty] | 2.098e-05 | 1.72e-05
[6 empty] | 2.001e-05 | 1.72e-05
[6 empty] | 1.899e-05 | 1.72e-05
[6 empty] | 1.864e-05 | 1.72e-05
[6 empty] | 1.954e-05 | 1.72e-05
[6 empty] | 2.09e-05 | 1.72e-05
[6 empty] | 2.223e-05 | 1.72e-05
[6 empty] | 2.221e-05 | 1.72e-05
[6 empty] | 2.067e-05 | 1.72e-05
[6 empty] | 2.002e-05 | 1.72e-05
[6 empty] | 1.847e-05 | 1.72e-05
[6 empty] | 1.663e-05 | 1.663e-05
[6 empty] | 1.205e-05 | 1.205e-05
[6 empty] | 7.12e-06 | 7.12e-06
[6 empty] | 6.61e-06 | 6.61e-06
[6 empty] | 7.97e-06 | 7.97e-06
[6 empty] | 9.29e-06 | 9.29e-06
[6 empty] | 1.063e-05 | 1.063e-05
[6 empty] | 1.276e-05 | 1.276e-05
[6 empty] | 1.673e-05 | 1.673e-05
[6 empty] | 1.94e-05 | 1.72e-05
[6 empty] | 2.126e-05 | 1.72e-05
[6 empty] | 2.257e-05 | 1.72e-05
[6 empty] | 2.27e-05 | 1.72e-05
[6 empty] | 2.098e-05 | 1.72e-05
[6 empty] | 2.001e-05 | 1.72e-05
[6 empty] | 1.899e-05 | 1.72e-05
[6 empty] | 1.864e-05 | 1.72e-05
[6 empty] | 1.954e-05 | 1.72e-05
[6 empty] | 2.09e-05 | 1.72e-05
[6 empty] | 2.223e-05 | 1.72e-05
[6 empty] | 2.221e-05 | 1.72e-05
[6 empty] | 2.067e-05 | 1.72e-05
[6 empty] | 2.002e-05 | 1.72e-05
[6 empty] | 1.847e-05 | 1.72e-05
[6 empty] | 1.663e-05 | 1.663e-05
[6 empty] | 1.205e-05 | 1.205e-05
[6 empty] | 7.12e-06 | 7.12e-06
[6 empty] | 6.61e-06 | 6.61e-06
[6 empty] | 7.97e-06 | 7.97e-06
[6 empty] | 9.29e-06 | 9.29e-06
[6 empty] | 1.063e-05 | 1.063e-05
[6 empty] | 1.276e-05 | 1.276e-05
[6 empty] | 1.673e-05 | 1.673e-05
[6 empty] | 1.94e-05 | 1.72e-05
[6 empty] | 2.126e-05 | 1.72e-05
[6 empty] | 2.257e-05 | 1.72e-05
[6 empty] | 2.27e-05 | 1.72e-05
[6 empty] | 2.098e-05 | 1.72e-05
[6 empty] | 2.001e-05 | 1.72e-05
[6 empty] | 1.899e-05 | 1.72e-05
[6 empty] | 1.864e-05 | 1.72e-05
[6 empty] | 1.954e-05 | 1.72e-05
[6 empty] | 2.09e-05 | 1.72e-05
[6 empty] | 2.223e-05 | 1.72e-05
[6 empty] | 2.221e-05 | 1.72e-05
[6 empty] | 2.067e-05 | 1.72e-05
[6 empty] | 2.002e-05 | 1.72e-05
[6 empty] | 1.847e-05 | 1.72e-05
[6 empty] | 1.663e-05 | 1.663e-05
[6 empty] | 1.205e-05 | 1.205e-05
[6 empty] | 7.12e-06 | 7.12e-06
[6 empty] | 6.61e-06 | 6.61e-06
[6 empty] | 7.97e-06 | 7.97e-06
[6 empty] | 9.29e-06 | 9.29e-06
[6 empty] | 1.063e-05 | 1.063e-05
[6 empty] | 1.276e-05 | 1.276e-05
[6 empty] | 1.673e-05 | 1.673e-05
[6 empty] | 1.94e-05 | 1.72e-05
[6 empty] | 2.126e-05 | 1.72e-05
[6 empty] | 2.257e-05 | 1.72e-05
[6 empty] | 2.27e-05 | 1.72e-05
[6 empty] | 2.098e-05 | 1.72e-05
[6 empty] | 2.001e-05 | 1.72e-05
[6 empty] | 1.899e-05 | 1.72e-05
[6 empty] | 1.864e-05 | 1.72e-05
[6 empty] | 1.954e-05 | 1.72e-05
[6 empty] | 2.09e-05 | 1.72e-05
[6 empty] | 2.223e-05 | 1.72e-05
[6 empty] | 2.221e-05 | 1.72e-05
[6 empty] | 2.067e-05 | 1.72e-05
[6 empty] | 2.002e-05 | 1.72e-05
[6 empty] | 1.847e-05 | 1.72e-05
[6 empty] | 1.663e-05 | 1.663e-05
[6 empty] | 1.205e-05 | 1.205e-05
[6 empty] | 7.12e-06 | 7.12e-06
[6 empty] | 6.61e-06 | 6.61e-06
[6 empty] | 7.97e-06 | 7.97e-06
[6 empty] | 9.29e-06 | 9.29e-06
[6 empty] | 1.063e-05 | 1.063e-05
[6 empty] | 1.276e-05 | 1.276e-05
[6 empty] | 1.673e-05 | 1.673e-05
[6 empty] | 1.94e-05 | 1.72e-05
[6 empty] | 2.126e-05 | 1.72e-05
[6 empty] | 2.257e-05 | 1.72e-05
[6 empty] | 2.27e-05 | 1.72e-05
[6 empty] | 2.098e-05 | 1.72e-05
[6 empty] | 2.001e-05 | 1.72e-05
[6 empty] | 1.899e-05 | 1.72e-05
[6 empty] | 1.864e-05 | 1.72e-05
[6 empty] | 1.954e-05 | 1.72e-05
[6 empty] | 2.09e-05 | 1.72e-05
[6 empty] | 2.223e-05 | 1.72e-05
[6 empty] | 2.221e-05 | 1.72e-05
[6 empty] | 2.067e-05 | 1.72e-05
[6 empty] | 2.002e-05 | 1.72e-05
[6 empty] | 1.847e-05 | 1.72e-05
[6 empty] | 1.663e-05 | 1.663e-05
[6 empty] | 1.205e-05 | 1.205e-05
[6 empty] | 7.12e-06 | 7.12e-06
[6 empty] | 6.76e-06 | 6.76e-06
[6 empty] | 7.13e-06 | 7.13e-06
[6 empty] | 8.4e-06 | 8.4e-06
[6 empty] | 9.58e-06 | 9.58e-06
[6 empty] | 1.135e-05 | 1.135e-05
[6 empty] | 1.405e-05 | 1.405e-05
[6 empty] | 1.665e-05 | 1.665e-05
[6 empty] | 1.89e-05 | 1.72e-05
[6 empty] | 2.167e-05 | 1.72e-05
[6 empty] | 2.226e-05 | 1.72e-05
[6 empty] | 2.08e-05 | 1.72e-05
[6 empty] | 1.92e-05 | 1.72e-05
[6 empty] | 1.659e-05 | 1.659e-05
[6 empty] | 1.58e-05 | 1.58e-05
[6 empty] | 1.668e-05 | 1.668e-05
[6 empty] | 1.72e-05 | 1.72e-05
[6 empty] | 1.905e-05 | 1.72e-05
[6 empty] | 2.026e-05 | 1.72e-05
[6 empty] | 1.85e-05 | 1.72e-05
[6 empty] | 1.774e-05 | 1.72e-05
[6 empty] | 1.669e-05 | 1.669e-05
[6 empty] | 1.542e-05 | 1.542e-05
[6 empty] | 1.36e-05 | 1.36e-05
[6 empty] | 8.99e-06 | 8.99e-06
[6 empty] | 7.46e-06 | 7.46e-06
[6 empty] | 7.83e-06 | 7.83e-06
[6 empty] | 8.99e-06 | 8.99e-06
[6 empty] | 9.44e-06 | 9.44e-06
[6 empty] | 1.047e-05 | 1.047e-05
[6 empty] | 1.254e-05 | 1.254e-05
[6 empty] | 1.618e-05 | 1.618e-05
[6 empty] | 1.9e-05 | 1.72e-05
[6 empty] | 2.142e-05 | 1.72e-05
[6 empty] | 2.245e-05 | 1.72e-05
[6 empty] | 2.221e-05 | 1.72e-05
[6 empty] | 2.14e-05 | 1.72e-05
[6 empty] | 2.004e-05 | 1.72e-05
[6 empty] | 1.899e-05 | 1.72e-05
[6 empty] | 1.966e-05 | 1.72e-05
[6 empty] | 2.082e-05 | 1.72e-05
[6 empty] | 2.151e-05 | 1.72e-05
[6 empty] | 2.138e-05 | 1.72e-05
[6 empty] | 1.972e-05 | 1.72e-05
[6 empty] | 1.863e-05 | 1.72e-05
[6 empty] | 1.733e-05 | 1.72e-05
[6 empty] | 1.512e-05 | 1.512e-05
[6 empty] | 1.139e-05 | 1.139e-05
[6 empty] | 6.83e-06 | 6.83e-06
[6 empty] | 6.61e-06 | 6.61e-06
[6 empty] | 7.97e-06 | 7.97e-06
[6 empty] | 9.29e-06 | 9.29e-06
[6 empty] | 1.063e-05 | 1.063e-05
[6 empty] | 1.276e-05 | 1.276e-05
[6 empty] | 1.673e-05 | 1.673e-05
[6 empty] | 1.94e-05 | 1.72e-05
[6 empty] | 2.126e-05 | 1.72e-05
[6 empty] | 2.257e-05 | 1.72e-05
[6 empty] | 2.27e-05 | 1.72e-05
[6 empty] | 2.098e-05 | 1.72e-05
[6 empty] | 2.001e-05 | 1.72e-05
[6 empty] | 1.899e-05 | 1.72e-05
[6 empty] | 1.864e-05 | 1.72e-05
[6 empty] | 1.954e-05 | 1.72e-05
[6 empty] | 2.09e-05 | 1.72e-05
[6 empty] | 2.223e-05 | 1.72e-05
[6 empty] | 2.221e-05 | 1.72e-05
[6 empty] | 2.067e-05 | 1.72e-05
[6 empty] | 2.002e-05 | 1.72e-05
[6 empty] | 1.847e-05 | 1.72e-05
[6 empty] | 1.663e-05 | 1.663e-05
[6 empty] | 1.205e-05 | 1.205e-05
[6 empty] | 7.12e-06 | 7.12e-06
[6 empty] | 6.61e-06 | 6.61e-06
[6 empty] | 7.97e-06 | 7.97e-06
[6 empty] | 9.29e-06 | 9.29e-06
[6 empty] | 1.063e-05 | 1.063e-05
[6 empty] | 1.276e-05 | 1.276e-05
[6 empty] | 1.673e-05 | 1.673e-05
[6 empty] | 1.94e-05 | 1.72e-05
[6 empty] | 2.126e-05 | 1.72e-05
[6 empty] | 2.257e-05 | 1.72e-05
[6 empty] | 2.27e-05 | 1.72e-05
[6 empty] | 2.098e-05 | 1.72e-05
[6 empty] | 2.001e-05 | 1.72e-05
[6 empty] | 1.899e-05 | 1.72e-05
[6 empty] | 1.864e-05 | 1.72e-05
[6 empty] | 1.954e-05 | 1.72e-05
[6 empty] | 2.09e-05 | 1.72e-05
[6 empty] | 2.223e-05 | 1.72e-05
[6 empty] | 2.221e-05 | 1.72e-05
[6 empty] | 2.067e-05 | 1.72e-05
[6 empty] | 2.002e-05 | 1.72e-05
[6 empty] | 1.847e-05 | 1.72e-05
[6 empty] | 1.663e-05 | 1.663e-05
[6 empty] | 1.205e-05 | 1.205e-05
[6 empty] | 7.12e-06 | 7.12e-06
[6 empty] | 6.61e-06 | 6.61e-06
[6 empty] | 7.97e-06 | 7.97e-06
[6 empty] | 9.29e-06 | 9.29e-06
[6 empty] | 1.063e-05 | 1.063e-05
[6 empty] | 1.276e-05 | 1.276e-05
[6 empty] | 1.673e-05 | 1.673e-05
[6 empty] | 1.94e-05 | 1.72e-05
[6 empty] | 2.126e-05 | 1.72e-05
[6 empty] | 2.257e-05 | 1.72e-05
[6 empty] | 2.27e-05 | 1.72e-05
[6 empty] | 2.098e-05 | 1.72e-05
[6 empty] | 2.001e-05 | 1.72e-05
[6 empty] | 1.899e-05 | 1.72e-05
[6 empty] | 1.864e-05 | 1.72e-05
[6 empty] | 1.954e-05 | 1.72e-05
[6 empty] | 2.09e-05 | 1.72e-05
[6 empty] | 2.223e-05 | 1.72e-05
[6 empty] | 2.221e-05 | 1.72e-05
[6 empty] | 2.067e-05 | 1.72e-05
[6 empty] | 2.002e-05 | 1.72e-05
[6 empty] | 1.847e-05 | 1.72e-05
[6 empty] | 1.663e-05 | 1.663e-05
[6 empty] | 1.205e-05 | 1.205e-05
[6 empty] | 7.12e-06 | 7.12e-06
[6 empty] | 6.61e-06 | 6.61e-06
[6 empty] | 7.97e-06 | 7.97e-06
[6 empty] | 9.29e-06 | 9.29e-06
[6 empty] | 1.063e-05 | 1.063e-05
[6 empty] | 1.276e-05 | 1.276e-05
[6 empty] | 1.673e-05 | 1.673e-05
[6 empty] | 1.94e-05 | 1.72e-05
[6 empty] | 2.126e-05 | 1.72e-05
[6 empty] | 2.257e-05 | 1.72e-05
[6 empty] | 2.27e-05 | 1.72e-05
[6 empty] | 2.098e-05 | 1.72e-05
[6 empty] | 2.001e-05 | 1.72e-05
[6 empty] | 1.899e-05 | 1.72e-05
[6 empty] | 1.864e-05 | 1.72e-05
[6 empty] | 1.954e-05 | 1.72e-05
[6 empty] | 2.09e-05 | 1.72e-05
[6 empty] | 2.223e-05 | 1.72e-05
[6 empty] | 2.221e-05 | 1.72e-05
[6 empty] | 2.067e-05 | 1.72e-05
[6 empty] | 2.002e-05 | 1.72e-05
[6 empty] | 1.847e-05 | 1.72e-05
[6 empty] | 1.663e-05 | 1.663e-05
[6 empty] | 1.205e-05 | 1.205e-05
[6 empty] | 7.12e-06 | 7.12e-06
[6 empty] | 6.61e-06 | 6.61e-06
[6 empty] | 7.97e-06 | 7.97e-06
[6 empty] | 9.29e-06 | 9.29e-06
[6 empty] | 1.063e-05 | 1.063e-05
[6 empty] | 1.276e-05 | 1.276e-05
[6 empty] | 1.673e-05 | 1.673e-05
[6 empty] | 1.94e-05 | 1.72e-05
[6 empty] | 2.126e-05 | 1.72e-05
[6 empty] | 2.257e-05 | 1.72e-05
[6 empty] | 2.27e-05 | 1.72e-05
[6 empty] | 2.098e-05 | 1.72e-05
[6 empty] | 2.001e-05 | 1.72e-05
[6 empty] | 1.899e-05 | 1.72e-05
[6 empty] | 1.864e-05 | 1.72e-05
[6 empty] | 1.954e-05 | 1.72e-05
[6 empty] | 2.09e-05 | 1.72e-05
[6 empty] | 2.223e-05 | 1.72e-05
[6 empty] | 2.221e-05 | 1.72e-05
[6 empty] | 2.067e-05 | 1.72e-05
[6 empty] | 2.002e-05 | 1.72e-05
[6 empty] | 1.847e-05 | 1.72e-05
[6 empty] | 1.663e-05 | 1.663e-05
[6 empty] | 1.205e-05 | 1.205e-05
[6 empty] | 7.12e-06 | 7.12e-06
[6 empty] | 6.76e-06 | 6.76e-06
[6 empty] | 7.13e-06 | 7.13e-06
[6 empty] | 8.4e-06 | 8.4e-06
[6 empty] | 9.58e-06 | 9.58e-06
[6 empty] | 1.135e-05 | 1.135e-05
[6 empty] | 1.405e-05 | 1.405e-05
[6 empty] | 1.665e-05 | 1.665e-05
[6 empty] | 1.89e-05 | 1.72e-05
[6 empty] | 2.167e-05 | 1.72e-05
[6 empty] | 2.226e-05 | 1.72e-05
[6 empty] | 2.08e-05 | 1.72e-05
[6 empty] | 1.92e-05 | 1.72e-05
[6 empty] | 1.659e-05 | 1.659e-05
[6 empty] | 1.58e-05 | 1.58e-05
[6 empty] | 1.668e-05 | 1.668e-05
[6 empty] | 1.72e-05 | 1.72e-05
[6 empty] | 1.905e-05 | 1.72e-05
[6 empty] | 2.026e-05 | 1.72e-05
[6 empty] | 1.85e-05 | 1.72e-05
[6 empty] | 1.774e-05 | 1.72e-05
[6 empty] | 1.669e-05 | 1.669e-05
[6 empty] | 1.542e-05 | 1.542e-05
[6 empty] | 1.36e-05 | 1.36e-05
[6 empty] | 8.99e-06 | 8.99e-06
[6 empty] | 7.46e-06 | 7.46e-06
[6 empty] | 7.83e-06 | 7.83e-06
[6 empty] | 8.99e-06 | 8.99e-06
[6 empty] | 9.44e-06 | 9.44e-06
[6 empty] | 1.047e-05 | 1.047e-05
[6 empty] | 1.254e-05 | 1.254e-05
[6 empty] | 1.618e-05 | 1.618e-05
[6 empty] | 1.9e-05 | 1.72e-05
[6 empty] | 2.142e-05 | 1.72e-05
[6 empty] | 2.245e-05 | 1.72e-05
[6 empty] | 2.221e-05 | 1.72e-05
[6 empty] | 2.14e-05 | 1.72e-05
[6 empty] | 2.004e-05 | 1.72e-05
[6 empty] | 1.899e-05 | 1.72e-05
[6 empty] | 1.966e-05 | 1.72e-05
[6 empty] | 2.082e-05 | 1.72e-05
[6 empty] | 2.151e-05 | 1.72e-05
[6 empty] | 2.138e-05 | 1.72e-05
[6 empty] | 1.972e-05 | 1.72e-05
[6 empty] | 1.863e-05 | 1.72e-05
[6 empty] | 1.733e-05 | 1.72e-05
[6 empty] | 1.512e-05 | 1.512e-05
[6 empty] | 1.139e-05 | 1.139e-05
[6 empty] | 6.83e-06 | 6.83e-06
[6 empty] | 6.61e-06 | 6.61e-06
[6 empty] | 7.97e-06 | 7.97e-06
[6 empty] | 9.29e-06 | 9.29e-06
[6 empty] | 1.063e-05 | 1.063e-05
[6 empty] | 1.276e-05 | 1.276e-05
[6 empty] | 1.673e-05 | 1.673e-05
[6 empty] | 1.94e-05 | 1.72e-05
[6 empty] | 2.126e-05 | 1.72e-05
[6 empty] | 2.257e-05 | 1.72e-05
[6 empty] | 2.27e-05 | 1.72e-05
[6 empty] | 2.098e-05 | 1.72e-05
[6 empty] | 2.001e-05 | 1.72e-05
[6 empty] | 1.899e-05 | 1.72e-05
[6 empty] | 1.864e-05 | 1.72e-05
[6 empty] | 1.954e-05 | 1.72e-05
[6 empty] | 2.09e-05 | 1.72e-05
[6 empty] | 2.223e-05 | 1.72e-05
[6 empty] | 2.221e-05 | 1.72e-05
[6 empty] | 2.067e-05 | 1.72e-05
[6 empty] | 2.002e-05 | 1.72e-05
[6 empty] | 1.847e-05 | 1.72e-05
[6 empty] | 1.663e-05 | 1.663e-05
[6 empty] | 1.205e-05 | 1.205e-05
[6 empty] | 7.12e-06 | 7.12e-06
[6 empty] | 6.61e-06 | 6.61e-06
[6 empty] | 7.97e-06 | 7.97e-06
[6 empty] | 9.29e-06 | 9.29e-06
[6 empty] | 1.063e-05 | 1.063e-05
[6 empty] | 1.276e-05 | 1.276e-05
[6 empty] | 1.673e-05 | 1.673e-05
[6 empty] | 1.94e-05 | 1.72e-05
[6 empty] | 2.126e-05 | 1.72e-05
[6 empty] | 2.257e-05 | 1.72e-05
[6 empty] | 2.27e-05 | 1.72e-05
[6 empty] | 2.098e-05 | 1.72e-05
[6 empty] | 2.001e-05 | 1.72e-05
[6 empty] | 1.899e-05 | 1.72e-05
[6 empty] | 1.864e-05 | 1.72e-05
[6 empty] | 1.954e-05 | 1.72e-05
[6 empty] | 2.09e-05 | 1.72e-05
[6 empty] | 2.223e-05 | 1.72e-05
[6 empty] | 2.221e-05 | 1.72e-05
[6 empty] | 2.067e-05 | 1.72e-05
[6 empty] | 2.002e-05 | 1.72e-05
[6 empty] | 1.847e-05 | 1.72e-05
[6 empty] | 1.663e-05 | 1.663e-05
[6 empty] | 1.205e-05 | 1.205e-05
[6 empty] | 7.12e-06 | 7.12e-06
[6 empty] | 6.61e-06 | 6.61e-06
[6 empty] | 7.97e-06 | 7.97e-06
[6 empty] | 9.29e-06 | 9.29e-06
[6 empty] | 1.063e-05 | 1.063e-05
[6 empty] | 1.276e-05 | 1.276e-05
[6 empty] | 1.673e-05 | 1.673e-05
[6 empty] | 1.94e-05 | 1.72e-05
[6 empty] | 2.126e-05 | 1.72e-05
[6 empty] | 2.257e-05 | 1.72e-05
[6 empty] | 2.27e-05 | 1.72e-05
[6 empty] | 2.098e-05 | 1.72e-05
[6 empty] | 2.001e-05 | 1.72e-05
[6 empty] | 1.899e-05 | 1.72e-05
[6 empty] | 1.864e-05 | 1.72e-05
[6 empty] | 1.954e-05 | 1.72e-05
[6 empty] | 2.09e-05 | 1.72e-05
[6 empty] | 2.223e-05 | 1.72e-05
[6 empty] | 2.221e-05 | 1.72e-05
[6 empty] | 2.067e-05 | 1.72e-05
[6 empty] | 2.002e-05 | 1.72e-05
[6 empty] | 1.847e-05 | 1.72e-05
[6 empty] | 1.663e-05 | 1.663e-05
[6 empty] | 1.205e-05 | 1.205e-05
[6 empty] | 7.12e-06 | 7.12e-06
[6 empty] | 6.61e-06 | 6.61e-06
[6 empty] | 7.97e-06 | 7.97e-06
[6 empty] | 9.29e-06 | 9.29e-06
[6 empty] | 1.063e-05 | 1.063e-05
[6 empty] | 1.276e-05 | 1.276e-05
[6 empty] | 1.673e-05 | 1.673e-05
[6 empty] | 1.94e-05 | 1.72e-05
[6 empty] | 2.126e-05 | 1.72e-05
[6 empty] | 2.257e-05 | 1.72e-05
[6 empty] | 2.27e-05 | 1.72e-05
[6 empty] | 2.098e-05 | 1.72e-05
[6 empty] | 2.001e-05 | 1.72e-05
[6 empty] | 1.899e-05 | 1.72e-05
[6 empty] | 1.864e-05 | 1.72e-05
[6 empty] | 1.954e-05 | 1.72e-05
[6 empty] | 2.09e-05 | 1.72e-05
[6 empty] | 2.223e-05 | 1.72e-05
[6 empty] | 2.221e-05 | 1.72e-05
[6 empty] | 2.067e-05 | 1.72e-05
[6 empty] | 2.002e-05 | 1.72e-05
[6 empty] | 1.847e-05 | 1.72e-05
[6 empty] | 1.663e-05 | 1.663e-05
[6 empty] | 1.205e-05 | 1.205e-05
[6 empty] | 7.12e-06 | 7.12e-06
[6 empty] | 6.61e-06 | 6.61e-06
[6 empty] | 7.97e-06 | 7.97e-06
[6 empty] | 9.29e-06 | 9.29e-06
[6 empty] | 1.063e-05 | 1.063e-05
[6 empty] | 1.276e-05 | 1.276e-05
[6 empty] | 1.673e-05 | 1.673e-05
[6 empty] | 1.94e-05 | 1.72e-05
[6 empty] | 2.126e-05 | 1.72e-05
[6 empty] | 2.257e-05 | 1.72e-05
[6 empty] | 2.27e-05 | 1.72e-05
[6 empty] | 2.098e-05 | 1.72e-05
[6 empty] | 2.001e-05 | 1.72e-05
[6 empty] | 1.899e-05 | 1.72e-05
[6 empty] | 1.864e-05 | 1.72e-05
[6 empty] | 1.954e-05 | 1.72e-05
[6 empty] | 2.09e-05 | 1.72e-05
[6 empty] | 2.223e-05 | 1.72e-05
[6 empty] | 2.221e-05 | 1.72e-05
[6 empty] | 2.067e-05 | 1.72e-05
[6 empty] | 2.002e-05 | 1.72e-05
[6 empty] | 1.847e-05 | 1.72e-05
[6 empty] | 1.663e-05 | 1.663e-05
[6 empty] | 1.205e-05 | 1.205e-05
[6 empty] | 7.12e-06 | 7.12e-06
[6 empty] | 6.76e-06 | 6.76e-06
[6 empty] | 7.13e-06 | 7.13e-06
[6 empty] | 8.4e-06 | 8.4e-06
[6 empty] | 9.58e-06 | 9.58e-06
[6 empty] | 1.135e-05 | 1.135e-05
[6 empty] | 1.405e-05 | 1.405e-05
[6 empty] | 1.665e-05 | 1.665e-05
[6 empty] | 1.89e-05 | 1.72e-05
[6 empty] | 2.167e-05 | 1.72e-05
[6 empty] | 2.226e-05 | 1.72e-05
[6 empty] | 2.08e-05 | 1.72e-05
[6 empty] | 1.92e-05 | 1.72e-05
[6 empty] | 1.659e-05 | 1.659e-05
[6 empty] | 1.58e-05 | 1.58e-05
[6 empty] | 1.668e-05 | 1.668e-05
[6 empty] | 1.72e-05 | 1.72e-05
[6 empty] | 1.905e-05 | 1.72e-05
[6 empty] | 2.026e-05 | 1.72e-05
[6 empty] | 1.85e-05 | 1.72e-05
[6 empty] | 1.774e-05 | 1.72e-05
[6 empty] | 1.669e-05 | 1.669e-05
[6 empty] | 1.542e-05 | 1.542e-05
[6 empty] | 1.36e-05 | 1.36e-05
[6 empty] | 8.99e-06 | 8.99e-06
[6 empty] | 7.46e-06 | 7.46e-06
[6 empty] | 7.83e-06 | 7.83e-06
[6 empty] | 8.99e-06 | 8.99e-06
[6 empty] | 9.44e-06 | 9.44e-06
[6 empty] | 1.047e-05 | 1.047e-05
[6 empty] | 1.254e-05 | 1.254e-05
[6 empty] | 1.618e-05 | 1.618e-05
[6 empty] | 1.9e-05 | 1.72e-05
[6 empty] | 2.142e-05 | 1.72e-05
[6 empty] | 2.245e-05 | 1.72e-05
[6 empty] | 2.221e-05 | 1.72e-05
[6 empty] | 2.14e-05 | 1.72e-05
[6 empty] | 2.004e-05 | 1.72e-05
[6 empty] | 1.899e-05 | 1.72e-05
[6 empty] | 1.966e-05 | 1.72e-05
[6 empty] | 2.082e-05 | 1.72e-05
[6 empty] | 2.151e-05 | 1.72e-05
[6 empty] | 2.138e-05 | 1.72e-05
[6 empty] | 1.972e-05 | 1.72e-05
[6 empty] | 1.863e-05 | 1.72e-05
[6 empty] | 1.733e-05 | 1.72e-05
[6 empty] | 1.512e-05 | 1.512e-05
[6 empty] | 1.139e-05 | 1.139e-05
[6 empty] | 6.83e-06 | 6.83e-06
[6 empty] | 6.61e-06 | 6.61e-06
[6 empty] | 7.97e-06 | 7.97e-06
[6 empty] | 9.29e-06 | 9.29e-06
[6 empty] | 1.063e-05 | 1.063e-05
[6 empty] | 1.276e-05 | 1.276e-05
[6 empty] | 1.673e-05 | 1.673e-05
[6 empty] | 1.94e-05 | 1.72e-05
[6 empty] | 2.126e-05 | 1.72e-05
[6 empty] | 2.257e-05 | 1.72e-05
[6 empty] | 2.27e-05 | 1.72e-05
[6 empty] | 2.098e-05 | 1.72e-05
[6 empty] | 2.001e-05 | 1.72e-05
[6 empty] | 1.899e-05 | 1.72e-05
[6 empty] | 1.864e-05 | 1.72e-05
[6 empty] | 1.954e-05 | 1.72e-05
[6 empty] | 2.09e-05 | 1.72e-05
[6 empty] | 2.223e-05 | 1.72e-05
[6 empty] | 2.221e-05 | 1.72e-05
[6 empty] | 2.067e-05 | 1.72e-05
[6 empty] | 2.002e-05 | 1.72e-05
[6 empty] | 1.847e-05 | 1.72e-05
[6 empty] | 1.663e-05 | 1.663e-05
[6 empty] | 1.205e-05 | 1.205e-05
[6 empty] | 7.12e-06 | 7.12e-06
[6 empty] | 6.61e-06 | 6.61e-06
[6 empty] | 7.97e-06 | 7.97e-06
[6 empty] | 9.29e-06 | 9.29e-06
[6 empty] | 1.063e-05 | 1.063e-05
[6 empty] | 1.276e-05 | 1.276e-05
[6 empty] | 1.673e-05 | 1.673e-05
[6 empty] | 1.94e-05 | 1.72e-05
[6 empty] | 2.126e-05 | 1.72e-05
[6 empty] | 2.257e-05 | 1.72e-05
[6 empty] | 2.27e-05 | 1.72e-05
[6 empty] | 2.098e-05 | 1.72e-05
[6 empty] | 2.001e-05 | 1.72e-05
[6 empty] | 1.899e-05 | 1.72e-05
[6 empty] | 1.864e-05 | 1.72e-05
[6 empty] | 1.954e-05 | 1.72e-05
[6 empty] | 2.09e-05 | 1.72e-05
[6 empty] | 2.223e-05 | 1.72e-05
[6 empty] | 2.221e-05 | 1.72e-05
[6 empty] | 2.067e-05 | 1.72e-05
[6 empty] | 2.002e-05 | 1.72e-05
[6 empty] | 1.847e-05 | 1.72e-05
[6 empty] | 1.663e-05 | 1.663e-05
[6 empty] | 1.205e-05 | 1.205e-05
[6 empty] | 7.12e-06 | 7.12e-06
[6 empty] | 6.61e-06 | 6.61e-06
[6 empty] | 7.97e-06 | 7.97e-06
[6 empty] | 9.29e-06 | 9.29e-06
[6 empty] | 1.063e-05 | 1.063e-05
[6 empty] | 1.276e-05 | 1.276e-05
[6 empty] | 1.673e-05 | 1.673e-05
[6 empty] | 1.94e-05 | 1.72e-05
[6 empty] | 2.126e-05 | 1.72e-05
[6 empty] | 2.257e-05 | 1.72e-05
[6 empty] | 2.27e-05 | 1.72e-05
[6 empty] | 2.098e-05 | 1.72e-05
[6 empty] | 2.001e-05 | 1.72e-05
[6 empty] | 1.899e-05 | 1.72e-05
[6 empty] | 1.864e-05 | 1.72e-05
[6 empty] | 1.954e-05 | 1.72e-05
[6 empty] | 2.09e-05 | 1.72e-05
[6 empty] | 2.223e-05 | 1.72e-05
[6 empty] | 2.221e-05 | 1.72e-05
[6 empty] | 2.067e-05 | 1.72e-05
[6 empty] | 2.002e-05 | 1.72e-05
[6 empty] | 1.847e-05 | 1.72e-05
[6 empty] | 1.663e-05 | 1.663e-05
[6 empty] | 1.205e-05 | 1.205e-05
[6 empty] | 7.12e-06 | 7.12e-06
[6 empty] | 6.61e-06 | 6.61e-06
[6 empty] | 7.97e-06 | 7.97e-06
[6 empty] | 9.29e-06 | 9.29e-06
[6 empty] | 1.063e-05 | 1.063e-05
[6 empty] | 1.276e-05 | 1.276e-05
[6 empty] | 1.673e-05 | 1.673e-05
[6 empty] | 1.94e-05 | 1.72e-05
[6 empty] | 2.126e-05 | 1.72e-05
[6 empty] | 2.257e-05 | 1.72e-05
[6 empty] | 2.27e-05 | 1.72e-05
[6 empty] | 2.098e-05 | 1.72e-05
[6 empty] | 2.001e-05 | 1.72e-05
[6 empty] | 1.899e-05 | 1.72e-05
[6 empty] | 1.864e-05 | 1.72e-05
[6 empty] | 1.954e-05 | 1.72e-05
[6 empty] | 2.09e-05 | 1.72e-05
[6 empty] | 2.223e-05 | 1.72e-05
[6 empty] | 2.221e-05 | 1.72e-05
[6 empty] | 2.067e-05 | 1.72e-05
[6 empty] | 2.002e-05 | 1.72e-05
[6 empty] | 1.847e-05 | 1.72e-05
[6 empty] | 1.663e-05 | 1.663e-05
[6 empty] | 1.205e-05 | 1.205e-05
[6 empty] | 7.12e-06 | 7.12e-06
[6 empty] | 6.61e-06 | 6.61e-06
[6 empty] | 7.97e-06 | 7.97e-06
[6 empty] | 9.29e-06 | 9.29e-06
[6 empty] | 1.063e-05 | 1.063e-05
[6 empty] | 1.276e-05 | 1.276e-05
[6 empty] | 1.673e-05 | 1.673e-05
[6 empty] | 1.94e-05 | 1.72e-05
[6 empty] | 2.126e-05 | 1.72e-05
[6 empty] | 2.257e-05 | 1.72e-05
[6 empty] | 2.27e-05 | 1.72e-05
[6 empty] | 2.098e-05 | 1.72e-05
[6 empty] | 2.001e-05 | 1.72e-05
[6 empty] | 1.899e-05 | 1.72e-05
[6 empty] | 1.864e-05 | 1.72e-05
[6 empty] | 1.954e-05 | 1.72e-05
[6 empty] | 2.09e-05 | 1.72e-05
[6 empty] | 2.223e-05 | 1.72e-05
[6 empty] | 2.221e-05 | 1.72e-05
[6 empty] | 2.067e-05 | 1.72e-05
[6 empty] | 2.002e-05 | 1.72e-05
[6 empty] | 1.847e-05 | 1.72e-05
[6 empty] | 1.663e-05 | 1.663e-05
[6 empty] | 1.205e-05 | 1.205e-05
[6 empty] | 7.12e-06 | 7.12e-06
[6 empty] | 6.76e-06 | 6.76e-06
[6 empty] | 7.13e-06 | 7.13e-06
[6 empty] | 8.4e-06 | 8.4e-06
[6 empty] | 9.58e-06 | 9.58e-06
[6 empty] | 1.135e-05 | 1.135e-05
[6 empty] | 1.405e-05 | 1.405e-05
[6 empty] | 1.665e-05 | 1.665e-05
[6 empty] | 1.89e-05 | 1.72e-05
[6 empty] | 2.167e-05 | 1.72e-05
[6 empty] | 2.226e-05 | 1.72e-05
[6 empty] | 2.08e-05 | 1.72e-05
[6 empty] | 1.92e-05 | 1.72e-05
[6 empty] | 1.659e-05 | 1.659e-05
[6 empty] | 1.58e-05 | 1.58e-05
[6 empty] | 1.668e-05 | 1.668e-05
[6 empty] | 1.72e-05 | 1.72e-05
[6 empty] | 1.905e-05 | 1.72e-05
[6 empty] | 2.026e-05 | 1.72e-05
[6 empty] | 1.85e-05 | 1.72e-05
[6 empty] | 1.774e-05 | 1.72e-05
[6 empty] | 1.669e-05 | 1.669e-05
[6 empty] | 1.542e-05 | 1.542e-05
[6 empty] | 1.36e-05 | 1.36e-05
[6 empty] | 8.99e-06 | 8.99e-06
[6 empty] | 7.46e-06 | 7.46e-06
[6 empty] | 7.83e-06 | 7.83e-06
[6 empty] | 8.99e-06 | 8.99e-06
[6 empty] | 9.44e-06 | 9.44e-06
[6 empty] | 1.047e-05 | 1.047e-05
[6 empty] | 1.254e-05 | 1.254e-05
[6 empty] | 1.618e-05 | 1.618e-05
[6 empty] | 1.9e-05 | 1.72e-05
[6 empty] | 2.142e-05 | 1.72e-05
[6 empty] | 2.245e-05 | 1.72e-05
[6 empty] | 2.221e-05 | 1.72e-05
[6 empty] | 2.14e-05 | 1.72e-05
[6 empty] | 2.004e-05 | 1.72e-05
[6 empty] | 1.899e-05 | 1.72e-05
[6 empty] | 1.966e-05 | 1.72e-05
[6 empty] | 2.082e-05 | 1.72e-05
[6 empty] | 2.151e-05 | 1.72e-05
[6 empty] | 2.138e-05 | 1.72e-05
[6 empty] | 1.972e-05 | 1.72e-05
[6 empty] | 1.863e-05 | 1.72e-05
[6 empty] | 1.733e-05 | 1.72e-05
[6 empty] | 1.512e-05 | 1.512e-05
[6 empty] | 1.139e-05 | 1.139e-05
[6 empty] | 6.83e-06 | 6.83e-06
[6 empty] | 6.61e-06 | 6.61e-06
[6 empty] | 7.97e-06 | 7.97e-06
[6 empty] | 9.29e-06 | 9.29e-06
[6 empty] | 1.063e-05 | 1.063e-05
[6 empty] | 1.276e-05 | 1.276e-05
[6 empty] | 1.673e-05 | 1.673e-05
[6 empty] | 1.94e-05 | 1.72e-05
[6 empty] | 2.126e-05 | 1.72e-05
[6 empty] | 2.257e-05 | 1.72e-05
[6 empty] | 2.27e-05 | 1.72e-05
[6 empty] | 2.098e-05 | 1.72e-05
[6 empty] | 2.001e-05 | 1.72e-05
[6 empty] | 1.899e-05 | 1.72e-05
[6 empty] | 1.864e-05 | 1.72e-05
[6 empty] | 1.954e-05 | 1.72e-05
[6 empty] | 2.09e-05 | 1.72e-05
[6 empty] | 2.223e-05 | 1.72e-05
[6 empty] | 2.221e-05 | 1.72e-05
[6 empty] | 2.067e-05 | 1.72e-05
[6 empty] | 2.002e-05 | 1.72e-05
[6 empty] | 1.847e-05 | 1.72e-05
[6 empty] | 1.663e-05 | 1.663e-05
[6 empty] | 1.205e-05 | 1.205e-05
[6 empty] | 7.12e-06 | 7.12e-06
[6 empty] | 6.61e-06 | 6.61e-06
[6 empty] | 7.97e-06 | 7.97e-06
[6 empty] | 9.29e-06 | 9.29e-06
[6 empty] | 1.063e-05 | 1.063e-05
[6 empty] | 1.276e-05 | 1.276e-05
[6 empty] | 1.673e-05 | 1.673e-05
[6 empty] | 1.94e-05 | 1.72e-05
[6 empty] | 2.126e-05 | 1.72e-05
[6 empty] | 2.257e-05 | 1.72e-05
[6 empty] | 2.27e-05 | 1.72e-05
[6 empty] | 2.098e-05 | 1.72e-05
[6 empty] | 2.001e-05 | 1.72e-05
[6 empty] | 1.899e-05 | 1.72e-05
[6 empty] | 1.864e-05 | 1.72e-05
[6 empty] | 1.954e-05 | 1.72e-05
[6 empty] | 2.09e-05 | 1.72e-05
[6 empty] | 2.223e-05 | 1.72e-05
[6 empty] | 2.221e-05 | 1.72e-05
[6 empty] | 2.067e-05 | 1.72e-05
[6 empty] | 2.002e-05 | 1.72e-05
[6 empty] | 1.847e-05 | 1.72e-05
[6 empty] | 1.663e-05 | 1.663e-05
[6 empty] | 1.205e-05 | 1.205e-05
[6 empty] | 7.12e-06 | 7.12e-06
[6 empty] | 6.61e-06 | 6.61e-06
[6 empty] | 7.97e-06 | 7.97e-06
[6 empty] | 9.29e-06 | 9.29e-06
[6 empty] | 1.063e-05 | 1.063e-05
[6 empty] | 1.276e-05 | 1.276e-05
[6 empty] | 1.673e-05 | 1.673e-05
[6 empty] | 1.94e-05 | 1.72e-05
[6 empty] | 2.126e-05 | 1.72e-05
[6 empty] | 2.257e-05 | 1.72e-05
[6 empty] | 2.27e-05 | 1.72e-05
[6 empty] | 2.098e-05 | 1.72e-05
[6 empty] | 2.001e-05 | 1.72e-05
[6 empty] | 1.899e-05 | 1.72e-05
[6 empty] | 1.864e-05 | 1.72e-05
[6 empty] | 1.954e-05 | 1.72e-05
[6 empty] | 2.09e-05 | 1.72e-05
[6 empty] | 2.223e-05 | 1.72e-05
[6 empty] | 2.221e-05 | 1.72e-05
[6 empty] | 2.067e-05 | 1.72e-05
[6 empty] | 2.002e-05 | 1.72e-05
[6 empty] | 1.847e-05 | 1.72e-05
[6 empty] | 1.663e-05 | 1.663e-05
[6 empty] | 1.205e-05 | 1.205e-05
[6 empty] | 7.12e-06 | 7.12e-06
[6 empty] | 6.61e-06 | 6.61e-06
[6 empty] | 7.97e-06 | 7.97e-06
[6 empty] | 9.29e-06 | 9.29e-06
[6 empty] | 1.063e-05 | 1.063e-05
[6 empty] | 1.276e-05 | 1.276e-05
[6 empty] | 1.673e-05 | 1.673e-05
[6 empty] | 1.94e-05 | 1.72e-05
[6 empty] | 2.126e-05 | 1.72e-05
[6 empty] | 2.257e-05 | 1.72e-05
[6 empty] | 2.27e-05 | 1.72e-05
[6 empty] | 2.098e-05 | 1.72e-05
[6 empty] | 2.001e-05 | 1.72e-05
[6 empty] | 1.899e-05 | 1.72e-05
[6 empty] | 1.864e-05 | 1.72e-05
[6 empty] | 1.954e-05 | 1.72e-05
[6 empty] | 2.09e-05 | 1.72e-05
[6 empty] | 2.223e-05 | 1.72e-05
[6 empty] | 2.221e-05 | 1.72e-05
[6 empty] | 2.067e-05 | 1.72e-05
[6 empty] | 2.002e-05 | 1.72e-05
[6 empty] | 1.847e-05 | 1.72e-05
[6 empty] | 1.663e-05 | 1.663e-05
[6 empty] | 1.205e-05 | 1.205e-05
[6 empty] | 7.12e-06 | 7.12e-06
[6 empty] | 6.61e-06 | 6.61e-06
[6 empty] | 7.97e-06 | 7.97e-06
[6 empty] | 9.29e-06 | 9.29e-06
[6 empty] | 1.063e-05 | 1.063e-05
[6 empty] | 1.276e-05 | 1.276e-05
[6 empty] | 1.673e-05 | 1.673e-05
[6 empty] | 1.94e-05 | 1.72e-05
[6 empty] | 2.126e-05 | 1.72e-05
[6 empty] | 2.257e-05 | 1.72e-05
[6 empty] | 2.27e-05 | 1.72e-05
[6 empty] | 2.098e-05 | 1.72e-05
[6 empty] | 2.001e-05 | 1.72e-05
[6 empty] | 1.899e-05 | 1.72e-05
[6 empty] | 1.864e-05 | 1.72e-05
[6 empty] | 1.954e-05 | 1.72e-05
[6 empty] | 2.09e-05 | 1.72e-05
[6 empty] | 2.223e-05 | 1.72e-05
[6 empty] | 2.221e-05 | 1.72e-05
[6 empty] | 2.067e-05 | 1.72e-05
[6 empty] | 2.002e-05 | 1.72e-05
[6 empty] | 1.847e-05 | 1.72e-05
[6 empty] | 1.663e-05 | 1.663e-05
[6 empty] | 1.205e-05 | 1.205e-05
[6 empty] | 7.12e-06 | 7.12e-06
[6 empty] | 6.76e-06 | 6.76e-06
[6 empty] | 7.13e-06 | 7.13e-06
[6 empty] | 8.4e-06 | 8.4e-06
[6 empty] | 9.58e-06 | 9.58e-06
[6 empty] | 1.135e-05 | 1.135e-05
[6 empty] | 1.405e-05 | 1.405e-05
[6 empty] | 1.665e-05 | 1.665e-05
[6 empty] | 1.89e-05 | 1.72e-05
[6 empty] | 2.167e-05 | 1.72e-05
[6 empty] | 2.226e-05 | 1.72e-05
[6 empty] | 2.08e-05 | 1.72e-05
[6 empty] | 1.92e-05 | 1.72e-05
[6 empty] | 1.659e-05 | 1.659e-05
[6 empty] | 1.58e-05 | 1.58e-05
[6 empty] | 1.668e-05 | 1.668e-05
[6 empty] | 1.72e-05 | 1.72e-05
[6 empty] | 1.905e-05 | 1.72e-05
[6 empty] | 2.026e-05 | 1.72e-05
[6 empty] | 1.85e-05 | 1.72e-05
[6 empty] | 1.774e-05 | 1.72e-05
[6 empty] | 1.669e-05 | 1.669e-05
[6 empty] | 1.542e-05 | 1.542e-05
[6 empty] | 1.36e-05 | 1.36e-05
[6 empty] | 8.99e-06 | 8.99e-06
[6 empty] | 7.46e-06 | 7.46e-06
[6 empty] | 7.83e-06 | 7.83e-06
[6 empty] | 8.99e-06 | 8.99e-06
[6 empty] | 9.44e-06 | 9.44e-06
[6 empty] | 1.047e-05 | 1.047e-05
[6 empty] | 1.254e-05 | 1.254e-05
[6 empty] | 1.618e-05 | 1.618e-05
[6 empty] | 1.9e-05 | 1.72e-05
[6 empty] | 2.142e-05 | 1.72e-05
[6 empty] | 2.245e-05 | 1.72e-05
[6 empty] | 2.221e-05 | 1.72e-05
[6 empty] | 2.14e-05 | 1.72e-05
[6 empty] | 2.004e-05 | 1.72e-05
[6 empty] | 1.899e-05 | 1.72e-05
[6 empty] | 1.966e-05 | 1.72e-05
[6 empty] | 2.082e-05 | 1.72e-05
[6 empty] | 2.151e-05 | 1.72e-05
[6 empty] | 2.138e-05 | 1.72e-05
[6 empty] | 1.972e-05 | 1.72e-05
[6 empty] | 1.863e-05 | 1.72e-05
[6 empty] | 1.733e-05 | 1.72e-05
[6 empty] | 1.512e-05 | 1.512e-05
[6 empty] | 1.139e-05 | 1.139e-05
[6 empty] | 6.83e-06 | 6.83e-06
[6 empty] | 6.61e-06 | 6.61e-06
[6 empty] | 7.97e-06 | 7.97e-06
[6 empty] | 9.29e-06 | 9.29e-06
[6 empty] | 1.063e-05 | 1.063e-05
[6 empty] | 1.276e-05 | 1.276e-05
[6 empty] | 1.673e-05 | 1.673e-05
[6 empty] | 1.94e-05 | 1.72e-05
[6 empty] | 2.126e-05 | 1.72e-05
[6 empty] | 2.257e-05 | 1.72e-05
[6 empty] | 2.27e-05 | 1.72e-05
[6 empty] | 2.098e-05 | 1.72e-05
[6 empty] | 2.001e-05 | 1.72e-05
[6 empty] | 1.899e-05 | 1.72e-05
[6 empty] | 1.864e-05 | 1.72e-05
[6 empty] | 1.954e-05 | 1.72e-05
[6 empty] | 2.09e-05 | 1.72e-05
[6 empty] | 2.223e-05 | 1.72e-05
[6 empty] | 2.221e-05 | 1.72e-05
[6 empty] | 2.067e-05 | 1.72e-05
[6 empty] | 2.002e-05 | 1.72e-05
[6 empty] | 1.847e-05 | 1.72e-05
[6 empty] | 1.663e-05 | 1.663e-05
[6 empty] | 1.205e-05 | 1.205e-05
[6 empty] | 7.12e-06 | 7.12e-06
[6 empty] | 6.61e-06 | 6.61e-06
[6 empty] | 7.97e-06 | 7.97e-06
[6 empty] | 9.29e-06 | 9.29e-06
[6 empty] | 1.063e-05 | 1.063e-05
[6 empty] | 1.276e-05 | 1.276e-05
[6 empty] | 1.673e-05 | 1.673e-05
[6 empty] | 1.94e-05 | 1.72e-05
[6 empty] | 2.126e-05 | 1.72e-05
[6 empty] | 2.257e-05 | 1.72e-05
[6 empty] | 2.27e-05 | 1.72e-05
[6 empty] | 2.098e-05 | 1.72e-05
[6 empty] | 2.001e-05 | 1.72e-05
[6 empty] | 1.899e-05 | 1.72e-05
[6 empty] | 1.864e-05 | 1.72e-05
[6 empty] | 1.954e-05 | 1.72e-05
[6 empty] | 2.09e-05 | 1.72e-05
[6 empty] | 2.223e-05 | 1.72e-05
[6 empty] | 2.221e-05 | 1.72e-05
[6 empty] | 2.067e-05 | 1.72e-05
[6 empty] | 2.002e-05 | 1.72e-05
[6 empty] | 1.847e-05 | 1.72e-05
[6 empty] | 1.663e-05 | 1.663e-05
[6 empty] | 1.205e-05 | 1.205e-05
[6 empty] | 7.12e-06 | 7.12e-06
[6 empty] | 6.61e-06 | 6.61e-06
[6 empty] | 7.97e-06 | 7.97e-06
[6 empty] | 9.29e-06 | 9.29e-06
[6 empty] | 1.063e-05 | 1.063e-05
[6 empty] | 1.276e-05 | 1.276e-05
[6 empty] | 1.673e-05 | 1.673e-05
[6 empty] | 1.94e-05 | 1.72e-05
[6 empty] | 2.126e-05 | 1.72e-05
[6 empty] | 2.257e-05 | 1.72e-05
[6 empty] | 2.27e-05 | 1.72e-05
[6 empty] | 2.098e-05 | 1.72e-05
[6 empty] | 2.001e-05 | 1.72e-05
[6 empty] | 1.899e-05 | 1.72e-05
[6 empty] | 1.864e-05 | 1.72e-05
[6 empty] | 1.954e-05 | 1.72e-05
[6 empty] | 2.09e-05 | 1.72e-05
[6 empty] | 2.223e-05 | 1.72e-05
[6 empty] | 2.221e-05 | 1.72e-05
[6 empty] | 2.067e-05 | 1.72e-05
[6 empty] | 2.002e-05 | 1.72e-05
[6 empty] | 1.847e-05 | 1.72e-05
[6 empty] | 1.663e-05 | 1.663e-05
[6 empty] | 1.205e-05 | 1.205e-05
[6 empty] | 7.12e-06 | 7.12e-06
[6 empty] | 6.61e-06 | 6.61e-06
[6 empty] | 7.97e-06 | 7.97e-06
[6 empty] | 9.29e-06 | 9.29e-06
[6 empty] | 1.063e-05 | 1.063e-05
[6 empty] | 1.276e-05 | 1.276e-05
[6 empty] | 1.673e-05 | 1.673e-05
[6 empty] | 1.94e-05 | 1.72e-05
[6 empty] | 2.126e-05 | 1.72e-05
[6 empty] | 2.257e-05 | 1.72e-05
[6 empty] | 2.27e-05 | 1.72e-05
[6 empty] | 2.098e-05 | 1.72e-05
[6 empty] | 2.001e-05 | 1.72e-05
[6 empty] | 1.899e-05 | 1.72e-05
[6 empty] | 1.864e-05 | 1.72e-05
[6 empty] | 1.954e-05 | 1.72e-05
[6 empty] | 2.09e-05 | 1.72e-05
[6 empty] | 2.223e-05 | 1.72e-05
[6 empty] | 2.221e-05 | 1.72e-05
[6 empty] | 2.067e-05 | 1.72e-05
[6 empty] | 2.002e-05 | 1.72e-05
[6 empty] | 1.847e-05 | 1.72e-05
[6 empty] | 1.663e-05 | 1.663e-05
[6 empty] | 1.205e-05 | 1.205e-05
[6 empty] | 7.12e-06 | 7.12e-06
[6 empty] | 6.61e-06 | 6.61e-06
[6 empty] | 7.97e-06 | 7.97e-06
[6 empty] | 9.29e-06 | 9.29e-06
[6 empty] | 1.063e-05 | 1.063e-05
[6 empty] | 1.276e-05 | 1.276e-05
[6 empty] | 1.673e-05 | 1.673e-05
[6 empty] | 1.94e-05 | 1.72e-05
[6 empty] | 2.126e-05 | 1.72e-05
[6 empty] | 2.257e-05 | 1.72e-05
[6 empty] | 2.27e-05 | 1.72e-05
[6 empty] | 2.098e-05 | 1.72e-05
[6 empty] | 2.001e-05 | 1.72e-05
[6 empty] | 1.899e-05 | 1.72e-05
[6 empty] | 1.864e-05 | 1.72e-05
[6 empty] | 1.954e-05 | 1.72e-05
[6 empty] | 2.09e-05 | 1.72e-05
[6 empty] | 2.223e-05 | 1.72e-05
[6 empty] | 2.221e-05 | 1.72e-05
[6 empty] | 2.067e-05 | 1.72e-05
[6 empty] | 2.002e-05 | 1.72e-05
[6 empty] | 1.847e-05 | 1.72e-05
[6 empty] | 1.663e-05 | 1.663e-05
[6 empty] | 1.205e-05 | 1.205e-05
[6 empty] | 7.12e-06 | 7.12e-06
[6 empty] | 6.76e-06 | 6.76e-06
[6 empty] | 7.13e-06 | 7.13e-06
[6 empty] | 8.4e-06 | 8.4e-06
[6 empty] | 9.58e-06 | 9.58e-06
[6 empty] | 1.135e-05 | 1.135e-05
[6 empty] | 1.405e-05 | 1.405e-05
[6 empty] | 1.665e-05 | 1.665e-05
[6 empty] | 1.89e-05 | 1.72e-05
[6 empty] | 2.167e-05 | 1.72e-05
[6 empty] | 2.226e-05 | 1.72e-05
[6 empty] | 2.08e-05 | 1.72e-05
[6 empty] | 1.92e-05 | 1.72e-05
[6 empty] | 1.659e-05 | 1.659e-05
[6 empty] | 1.58e-05 | 1.58e-05
[6 empty] | 1.668e-05 | 1.668e-05
[6 empty] | 1.72e-05 | 1.72e-05
[6 empty] | 1.905e-05 | 1.72e-05
[6 empty] | 2.026e-05 | 1.72e-05
[6 empty] | 1.85e-05 | 1.72e-05
[6 empty] | 1.774e-05 | 1.72e-05
[6 empty] | 1.669e-05 | 1.669e-05
[6 empty] | 1.542e-05 | 1.542e-05
[6 empty] | 1.36e-05 | 1.36e-05
[6 empty] | 8.99e-06 | 8.99e-06
[6 empty] | 7.46e-06 | 7.46e-06
[6 empty] | 7.83e-06 | 7.83e-06
[6 empty] | 9.44e-06 | 9.44e-06
[6 empty] | 1.047e-05 | 1.047e-05
[6 empty] | 1.254e-05 | 1.254e-05
[6 empty] | 1.618e-05 | 1.618e-05
[6 empty] | 1.9e-05 | 1.72e-05
[6 empty] | 2.142e-05 | 1.72e-05
[6 empty] | 2.245e-05 | 1.72e-05
[6 empty] | 2.221e-05 | 1.72e-05
[6 empty] | 2.14e-05 | 1.72e-05
[6 empty] | 2.004e-05 | 1.72e-05
[6 empty] | 1.899e-05 | 1.72e-05
[6 empty] | 1.966e-05 | 1.72e-05
[6 empty] | 2.082e-05 | 1.72e-05
[6 empty] | 2.151e-05 | 1.72e-05
[6 empty] | 2.138e-05 | 1.72e-05
[6 empty] | 1.972e-05 | 1.72e-05
[6 empty] | 1.863e-05 | 1.72e-05
[6 empty] | 1.733e-05 | 1.72e-05
[6 empty] | 1.512e-05 | 1.512e-05
[6 empty] | 1.139e-05 | 1.139e-05
[6 empty] | 6.83e-06 | 6.83e-06
[6 empty] | 6.61e-06 | 6.61e-06
[6 empty] | 7.97e-06 | 7.97e-06
[6 empty] | 9.29e-06 | 9.29e-06
[6 empty] | 1.063e-05 | 1.063e-05
[6 empty] | 1.276e-05 | 1.276e-05
[6 empty] | 1.673e-05 | 1.673e-05
[6 empty] | 1.94e-05 | 1.72e-05
[6 empty] | 2.126e-05 | 1.72e-05
[6 empty] | 2.257e-05 | 1.72e-05
[6 empty] | 2.27e-05 | 1.72e-05
[6 empty] | 2.098e-05 | 1.72e-05
[6 empty] | 2.001e-05 | 1.72e-05
[6 empty] | 1.899e-05 | 1.72e-05
[6 empty] | 1.864e-05 | 1.72e-05
[6 empty] | 1.954e-05 | 1.72e-05
[6 empty] | 2.09e-05 | 1.72e-05
[6 empty] | 2.223e-05 | 1.72e-05
[6 empty] | 2.221e-05 | 1.72e-05
[6 empty] | 2.067e-05 | 1.72e-05
[6 empty] | 2.002e-05 | 1.72e-05
[6 empty] | 1.847e-05 | 1.72e-05
[6 empty] | 1.663e-05 | 1.663e-05
[6 empty] | 1.205e-05 | 1.205e-05
[6 empty] | 7.12e-06 | 7.12e-06
[6 empty] | 6.61e-06 | 6.61e-06
[6 empty] | 7.97e-06 | 7.97e-06
[6 empty] | 9.29e-06 | 9.29e-06
[6 empty] | 1.063e-05 | 1.063e-05
[6 empty] | 1.276e-05 | 1.276e-05
[6 empty] | 1.673e-05 | 1.673e-05
[6 empty] | 1.94e-05 | 1.72e-05
[6 empty] | 2.126e-05 | 1.72e-05
[6 empty] | 2.257e-05 | 1.72e-05
[6 empty] | 2.27e-05 | 1.72e-05
[6 empty] | 2.098e-05 | 1.72e-05
[6 empty] | 2.001e-05 | 1.72e-05
[6 empty] | 1.899e-05 | 1.72e-05
[6 empty] | 1.864e-05 | 1.72e-05
[6 empty] | 1.954e-05 | 1.72e-05
[6 empty] | 2.09e-05 | 1.72e-05
[6 empty] | 2.223e-05 | 1.72e-05
[6 empty] | 2.221e-05 | 1.72e-05
[6 empty] | 2.067e-05 | 1.72e-05
[6 empty] | 2.002e-05 | 1.72e-05
[6 empty] | 1.847e-05 | 1.72e-05
[6 empty] | 1.663e-05 | 1.663e-05
[6 empty] | 1.205e-05 | 1.205e-05
[6 empty] | 7.12e-06 | 7.12e-06
[6 empty] | 6.61e-06 | 6.61e-06
[6 empty] | 7.97e-06 | 7.97e-06
[6 empty] | 9.29e-06 | 9.29e-06
[6 empty] | 1.063e-05 | 1.063e-05
[6 empty] | 1.276e-05 | 1.276e-05
[6 empty] | 1.673e-05 | 1.673e-05
[6 empty] | 1.94e-05 | 1.72e-05
[6 empty] | 2.126e-05 | 1.72e-05
[6 empty] | 2.257e-05 | 1.72e-05
[6 empty] | 2.27e-05 | 1.72e-05
[6 empty] | 2.098e-05 | 1.72e-05
[6 empty] | 2.001e-05 | 1.72e-05
[6 empty] | 1.899e-05 | 1.72e-05
[6 empty] | 1.864e-05 | 1.72e-05
[6 empty] | 1.954e-05 | 1.72e-05
[6 empty] | 2.09e-05 | 1.72e-05
[6 empty] | 2.223e-05 | 1.72e-05
[6 empty] | 2.221e-05 | 1.72e-05
[6 empty] | 2.067e-05 | 1.72e-05
[6 empty] | 2.002e-05 | 1.72e-05
[6 empty] | 1.847e-05 | 1.72e-05
[6 empty] | 1.663e-05 | 1.663e-05
[6 empty] | 1.205e-05 | 1.205e-05
[6 empty] | 7.12e-06 | 7.12e-06
[6 empty] | 6.61e-06 | 6.61e-06
[6 empty] | 7.97e-06 | 7.97e-06
[6 empty] | 9.29e-06 | 9.29e-06
[6 empty] | 1.063e-05 | 1.063e-05
[6 empty] | 1.276e-05 | 1.276e-05
[6 empty] | 1.673e-05 | 1.673e-05
[6 empty] | 1.94e-05 | 1.72e-05
[6 empty] | 2.126e-05 | 1.72e-05
[6 empty] | 2.257e-05 | 1.72e-05
[6 empty] | 2.27e-05 | 1.72e-05
[6 empty] | 2.098e-05 | 1.72e-05
[6 empty] | 2.001e-05 | 1.72e-05
[6 empty] | 1.899e-05 | 1.72e-05
[6 empty] | 1.864e-05 | 1.72e-05
[6 empty] | 1.954e-05 | 1.72e-05
[6 empty] | 2.09e-05 | 1.72e-05
[6 empty] | 2.223e-05 | 1.72e-05
[6 empty] | 2.221e-05 | 1.72e-05
[6 empty] | 2.067e-05 | 1.72e-05
[6 empty] | 2.002e-05 | 1.72e-05
[6 empty] | 1.847e-05 | 1.72e-05
[6 empty] | 1.663e-05 | 1.663e-05
[6 empty] | 1.205e-05 | 1.205e-05
[6 empty] | 7.12e-06 | 7.12e-06
[6 empty] | 6.61e-06 | 6.61e-06
[6 empty] | 7.97e-06 | 7.97e-06
[6 empty] | 9.29e-06 | 9.29e-06
[6 empty] | 1.063e-05 | 1.063e-05
[6 empty] | 1.276e-05 | 1.276e-05
[6 empty] | 1.673e-05 | 1.673e-05
[6 empty] | 1.94e-05 | 1.72e-05
[6 empty] | 2.126e-05 | 1.72e-05
[6 empty] | 2.257e-05 | 1.72e-05
[6 empty] | 2.27e-05 | 1.72e-05
[6 empty] | 2.098e-05 | 1.72e-05
[6 empty] | 2.001e-05 | 1.72e-05
[6 empty] | 1.899e-05 | 1.72e-05
[6 empty] | 1.864e-05 | 1.72e-05
[6 empty] | 1.954e-05 | 1.72e-05
[6 empty] | 2.09e-05 | 1.72e-05
[6 empty] | 2.223e-05 | 1.72e-05
[6 empty] | 2.221e-05 | 1.72e-05
[6 empty] | 2.067e-05 | 1.72e-05
[6 empty] | 2.002e-05 | 1.72e-05
[6 empty] | 1.847e-05 | 1.72e-05
[6 empty] | 1.663e-05 | 1.663e-05
[6 empty] | 1.205e-05 | 1.205e-05
[6 empty] | 7.12e-06 | 7.12e-06
[6 empty] | 6.76e-06 | 6.76e-06
[6 empty] | 7.13e-06 | 7.13e-06
[6 empty] | 8.4e-06 | 8.4e-06
[6 empty] | 9.58e-06 | 9.58e-06
[6 empty] | 1.135e-05 | 1.135e-05
[6 empty] | 1.405e-05 | 1.405e-05
[6 empty] | 1.665e-05 | 1.665e-05
[6 empty] | 1.89e-05 | 1.72e-05
[6 empty] | 2.167e-05 | 1.72e-05
[6 empty] | 2.226e-05 | 1.72e-05
[6 empty] | 2.08e-05 | 1.72e-05
[6 empty] | 1.92e-05 | 1.72e-05
[6 empty] | 1.659e-05 | 1.659e-05
[6 empty] | 1.58e-05 | 1.58e-05
[6 empty] | 1.668e-05 | 1.668e-05
[6 empty] | 1.72e-05 | 1.72e-05
[6 empty] | 1.905e-05 | 1.72e-05
[6 empty] | 2.026e-05 | 1.72e-05
[6 empty] | 1.85e-05 | 1.72e-05
[6 empty] | 1.774e-05 | 1.72e-05
[6 empty] | 1.669e-05 | 1.669e-05
[6 empty] | 1.542e-05 | 1.542e-05
[6 empty] | 1.36e-05 | 1.36e-05
[6 empty] | 8.99e-06 | 8.99e-06
[6 empty] | 7.46e-06 | 7.46e-06
[6 empty] | 7.83e-06 | 7.83e-06
[6 empty] | 8.99e-06 | 8.99e-06
[6 empty] | 9.44e-06 | 9.44e-06
[6 empty] | 1.047e-05 | 1.047e-05
[6 empty] | 1.254e-05 | 1.254e-05
[6 empty] | 1.618e-05 | 1.618e-05
[6 empty] | 1.9e-05 | 1.72e-05
[6 empty] | 2.142e-05 | 1.72e-05
[6 empty] | 2.245e-05 | 1.72e-05
[6 empty] | 2.221e-05 | 1.72e-05
[6 empty] | 2.14e-05 | 1.72e-05
[6 empty] | 2.004e-05 | 1.72e-05
[6 empty] | 1.899e-05 | 1.72e-05
[6 empty] | 1.966e-05 | 1.72e-05
[6 empty] | 2.082e-05 | 1.72e-05
[6 empty] | 2.151e-05 | 1.72e-05
[6 empty] | 2.138e-05 | 1.72e-05
[6 empty] | 1.972e-05 | 1.72e-05
[6 empty] | 1.863e-05 | 1.72e-05
[6 empty] | 1.733e-05 | 1.72e-05
[6 empty] | 1.512e-05 | 1.512e-05
[6 empty] | 1.139e-05 | 1.139e-05
[6 empty] | 6.83e-06 | 6.83e-06
[6 empty] | 7.46e-06 | 7.46e-06
[6 empty] | 7.83e-06 | 7.83e-06
[6 empty] | 8.99e-06 | 8.99e-06
[6 empty] | 9.44e-06 | 9.44e-06
[6 empty] | 1.047e-05 | 1.047e-05
[6 empty] | 1.254e-05 | 1.254e-05
[6 empty] | 1.618e-05 | 1.618e-05
[6 empty] | 1.9e-05 | 1.72e-05
[6 empty] | 2.142e-05 | 1.72e-05
[6 empty] | 2.245e-05 | 1.72e-05
[6 empty] | 2.221e-05 | 1.72e-05
[6 empty] | 2.14e-05 | 1.72e-05
[6 empty] | 2.004e-05 | 1.72e-05
[6 empty] | 1.899e-05 | 1.72e-05
[6 empty] | 1.966e-05 | 1.72e-05
[6 empty] | 2.082e-05 | 1.72e-05
[6 empty] | 2.151e-05 | 1.72e-05
[6 empty] | 2.138e-05 | 1.72e-05
[6 empty] | 1.972e-05 | 1.72e-05
[6 empty] | 1.863e-05 | 1.72e-05
[6 empty] | 1.733e-05 | 1.72e-05
[6 empty] | 1.512e-05 | 1.512e-05
[6 empty] | 1.139e-05 | 1.139e-05
[6 empty] | 6.83e-06 | 6.83e-06
[6 empty] | 6.61e-06 | 6.61e-06
[6 empty] | 7.97e-06 | 7.97e-06
[6 empty] | 9.29e-06 | 9.29e-06
[6 empty] | 1.063e-05 | 1.063e-05
[6 empty] | 1.276e-05 | 1.276e-05
[6 empty] | 1.673e-05 | 1.673e-05
[6 empty] | 1.94e-05 | 1.72e-05
[6 empty] | 2.126e-05 | 1.72e-05
[6 empty] | 2.257e-05 | 1.72e-05
[6 empty] | 2.27e-05 | 1.72e-05
[6 empty] | 2.098e-05 | 1.72e-05
[6 empty] | 2.001e-05 | 1.72e-05
[6 empty] | 1.899e-05 | 1.72e-05
[6 empty] | 1.864e-05 | 1.72e-05
[6 empty] | 1.954e-05 | 1.72e-05
[6 empty] | 2.09e-05 | 1.72e-05
[6 empty] | 2.223e-05 | 1.72e-05
[6 empty] | 2.221e-05 | 1.72e-05
[6 empty] | 2.067e-05 | 1.72e-05
[6 empty] | 2.002e-05 | 1.72e-05
[6 empty] | 1.847e-05 | 1.72e-05
[6 empty] | 1.663e-05 | 1.663e-05
[6 empty] | 1.205e-05 | 1.205e-05
[6 empty] | 7.12e-06 | 7.12e-06
[6 empty] | 6.61e-06 | 6.61e-06
[6 empty] | 7.97e-06 | 7.97e-06
[6 empty] | 9.29e-06 | 9.29e-06
[6 empty] | 1.063e-05 | 1.063e-05
[6 empty] | 1.276e-05 | 1.276e-05
[6 empty] | 1.673e-05 | 1.673e-05
[6 empty] | 1.94e-05 | 1.72e-05
[6 empty] | 2.126e-05 | 1.72e-05
[6 empty] | 2.257e-05 | 1.72e-05
[6 empty] | 2.27e-05 | 1.72e-05
[6 empty] | 2.098e-05 | 1.72e-05
[6 empty] | 2.001e-05 | 1.72e-05
[6 empty] | 1.899e-05 | 1.72e-05
[6 empty] | 1.864e-05 | 1.72e-05
[6 empty] | 1.954e-05 | 1.72e-05
[6 empty] | 2.09e-05 | 1.72e-05
[6 empty] | 2.223e-05 | 1.72e-05
[6 empty] | 2.221e-05 | 1.72e-05
[6 empty] | 2.067e-05 | 1.72e-05
[6 empty] | 2.002e-05 | 1.72e-05
[6 empty] | 1.847e-05 | 1.72e-05
[6 empty] | 1.663e-05 | 1.663e-05
[6 empty] | 1.205e-05 | 1.205e-05
[6 empty] | 7.12e-06 | 7.12e-06
[6 empty] | 6.61e-06 | 6.61e-06
[6 empty] | 7.97e-06 | 7.97e-06
[6 empty] | 9.29e-06 | 9.29e-06
[6 empty] | 1.063e-05 | 1.063e-05
[6 empty] | 1.276e-05 | 1.276e-05
[6 empty] | 1.673e-05 | 1.673e-05
[6 empty] | 1.94e-05 | 1.72e-05
[6 empty] | 2.126e-05 | 1.72e-05
[6 empty] | 2.257e-05 | 1.72e-05
[6 empty] | 2.27e-05 | 1.72e-05
[6 empty] | 2.098e-05 | 1.72e-05
[6 empty] | 2.001e-05 | 1.72e-05
[6 empty] | 1.899e-05 | 1.72e-05
[6 empty] | 1.864e-05 | 1.72e-05
[6 empty] | 1.954e-05 | 1.72e-05
[6 empty] | 2.09e-05 | 1.72e-05
[6 empty] | 2.223e-05 | 1.72e-05
[6 empty] | 2.221e-05 | 1.72e-05
[6 empty] | 2.067e-05 | 1.72e-05
[6 empty] | 2.002e-05 | 1.72e-05
[6 empty] | 1.847e-05 | 1.72e-05
[6 empty] | 1.663e-05 | 1.663e-05
[6 empty] | 1.205e-05 | 1.205e-05
[6 empty] | 7.12e-06 | 7.12e-06
[6 empty] | 6.61e-06 | 6.61e-06
[6 empty] | 7.97e-06 | 7.97e-06
[6 empty] | 9.29e-06 | 9.29e-06
[6 empty] | 1.063e-05 | 1.063e-05
[6 empty] | 1.276e-05 | 1.276e-05
[6 empty] | 1.673e-05 | 1.673e-05
[6 empty] | 1.94e-05 | 1.72e-05
[6 empty] | 2.126e-05 | 1.72e-05
[6 empty] | 2.257e-05 | 1.72e-05
[6 empty] | 2.27e-05 | 1.72e-05
[6 empty] | 2.098e-05 | 1.72e-05
[6 empty] | 2.001e-05 | 1.72e-05
[6 empty] | 1.899e-05 | 1.72e-05
[6 empty] | 1.864e-05 | 1.72e-05
[6 empty] | 1.954e-05 | 1.72e-05
[6 empty] | 2.09e-05 | 1.72e-05
[6 empty] | 2.223e-05 | 1.72e-05
[6 empty] | 2.221e-05 | 1.72e-05
[6 empty] | 2.067e-05 | 1.72e-05
[6 empty] | 2.002e-05 | 1.72e-05
[6 empty] | 1.847e-05 | 1.72e-05
[6 empty] | 1.663e-05 | 1.663e-05
[6 empty] | 1.205e-05 | 1.205e-05
[6 empty] | 7.12e-06 | 7.12e-06
[6 empty] | 6.76e-06 | 6.76e-06
[6 empty] | 7.13e-06 | 7.13e-06
[6 empty] | 8.4e-06 | 8.4e-06
[6 empty] | 9.58e-06 | 9.58e-06
[6 empty] | 1.135e-05 | 1.135e-05
[6 empty] | 1.405e-05 | 1.405e-05
[6 empty] | 1.665e-05 | 1.665e-05
[6 empty] | 1.89e-05 | 1.72e-05
[6 empty] | 2.167e-05 | 1.72e-05
[6 empty] | 2.226e-05 | 1.72e-05
[6 empty] | 2.08e-05 | 1.72e-05
[6 empty] | 1.92e-05 | 1.72e-05
[6 empty] | 1.659e-05 | 1.659e-05
[6 empty] | 1.58e-05 | 1.58e-05
[6 empty] | 1.668e-05 | 1.668e-05
[6 empty] | 1.72e-05 | 1.72e-05
[6 empty] | 1.905e-05 | 1.72e-05
[6 empty] | 2.026e-05 | 1.72e-05
[6 empty] | 1.85e-05 | 1.72e-05
[6 empty] | 1.774e-05 | 1.72e-05
[6 empty] | 1.669e-05 | 1.669e-05
[6 empty] | 1.542e-05 | 1.542e-05
[6 empty] | 1.36e-05 | 1.36e-05
[6 empty] | 8.99e-06 | 8.99e-06
[6 empty] | 7.46e-06 | 7.46e-06
[6 empty] | 7.83e-06 | 7.83e-06
[6 empty] | 8.99e-06 | 8.99e-06
[6 empty] | 9.44e-06 | 9.44e-06
[6 empty] | 1.047e-05 | 1.047e-05
[6 empty] | 1.254e-05 | 1.254e-05
[6 empty] | 1.618e-05 | 1.618e-05
[6 empty] | 1.9e-05 | 1.72e-05
[6 empty] | 2.142e-05 | 1.72e-05
[6 empty] | 2.245e-05 | 1.72e-05
[6 empty] | 2.221e-05 | 1.72e-05
[6 empty] | 2.14e-05 | 1.72e-05
[6 empty] | 2.004e-05 | 1.72e-05
[6 empty] | 1.899e-05 | 1.72e-05
[6 empty] | 1.966e-05 | 1.72e-05
[6 empty] | 2.082e-05 | 1.72e-05
[6 empty] | 2.151e-05 | 1.72e-05
[6 empty] | 2.138e-05 | 1.72e-05
[6 empty] | 1.972e-05 | 1.72e-05
[6 empty] | 1.863e-05 | 1.72e-05
[6 empty] | 1.733e-05 | 1.72e-05
[6 empty] | 1.512e-05 | 1.512e-05
[6 empty] | 1.139e-05 | 1.139e-05
[6 empty] | 6.83e-06 | 6.83e-06
[6 empty] | 6.61e-06 | 6.61e-06
[6 empty] | 7.97e-06 | 7.97e-06
[6 empty] | 9.29e-06 | 9.29e-06
[6 empty] | 1.063e-05 | 1.063e-05
[6 empty] | 1.276e-05 | 1.276e-05
[6 empty] | 1.673e-05 | 1.673e-05
[6 empty] | 1.94e-05 | 1.72e-05
[6 empty] | 2.126e-05 | 1.72e-05
[6 empty] | 2.257e-05 | 1.72e-05
[6 empty] | 2.27e-05 | 1.72e-05
[6 empty] | 2.098e-05 | 1.72e-05
[6 empty] | 2.001e-05 | 1.72e-05
[6 empty] | 1.899e-05 | 1.72e-05
[6 empty] | 1.864e-05 | 1.72e-05
[6 empty] | 1.954e-05 | 1.72e-05
[6 empty] | 2.09e-05 | 1.72e-05
[6 empty] | 2.223e-05 | 1.72e-05
[6 empty] | 2.221e-05 | 1.72e-05
[6 empty] | 2.067e-05 | 1.72e-05
[6 empty] | 2.002e-05 | 1.72e-05
[6 empty] | 1.847e-05 | 1.72e-05
[6 empty] | 1.663e-05 | 1.663e-05
[6 empty] | 1.205e-05 | 1.205e-05
[6 empty] | 7.12e-06 | 7.12e-06
[6 empty] | 6.61e-06 | 6.61e-06
[6 empty] | 7.97e-06 | 7.97e-06
[6 empty] | 9.29e-06 | 9.29e-06
[6 empty] | 1.063e-05 | 1.063e-05
[6 empty] | 1.276e-05 | 1.276e-05
[6 empty] | 1.673e-05 | 1.673e-05
[6 empty] | 1.94e-05 | 1.72e-05
[6 empty] | 2.126e-05 | 1.72e-05
[6 empty] | 2.257e-05 | 1.72e-05
[6 empty] | 2.27e-05 | 1.72e-05
[6 empty] | 2.098e-05 | 1.72e-05
[6 empty] | 2.001e-05 | 1.72e-05
[6 empty] | 1.899e-05 | 1.72e-05
[6 empty] | 1.864e-05 | 1.72e-05
[6 empty] | 1.954e-05 | 1.72e-05
[6 empty] | 2.09e-05 | 1.72e-05
[6 empty] | 2.223e-05 | 1.72e-05
[6 empty] | 2.221e-05 | 1.72e-05
[6 empty] | 2.067e-05 | 1.72e-05
[6 empty] | 2.002e-05 | 1.72e-05
[6 empty] | 1.847e-05 | 1.72e-05
[6 empty] | 1.663e-05 | 1.663e-05
[6 empty] | 1.205e-05 | 1.205e-05
[6 empty] | 7.12e-06 | 7.12e-06
[6 empty] | 6.61e-06 | 6.61e-06
[6 empty] | 7.97e-06 | 7.97e-06
[6 empty] | 9.29e-06 | 9.29e-06
[6 empty] | 1.063e-05 | 1.063e-05
[6 empty] | 1.276e-05 | 1.276e-05
[6 empty] | 1.673e-05 | 1.673e-05
[6 empty] | 1.94e-05 | 1.72e-05
[6 empty] | 2.126e-05 | 1.72e-05
[6 empty] | 2.257e-05 | 1.72e-05
[6 empty] | 2.27e-05 | 1.72e-05
[6 empty] | 2.098e-05 | 1.72e-05
[6 empty] | 2.001e-05 | 1.72e-05
[6 empty] | 1.899e-05 | 1.72e-05
[6 empty] | 1.864e-05 | 1.72e-05
[6 empty] | 1.954e-05 | 1.72e-05
[6 empty] | 2.09e-05 | 1.72e-05
[6 empty] | 2.223e-05 | 1.72e-05
[6 empty] | 2.221e-05 | 1.72e-05
[6 empty] | 2.067e-05 | 1.72e-05
[6 empty] | 2.002e-05 | 1.72e-05
[6 empty] | 1.847e-05 | 1.72e-05
[6 empty] | 1.663e-05 | 1.663e-05
[6 empty] | 1.205e-05 | 1.205e-05
[6 empty] | 7.12e-06 | 7.12e-06
[6 empty] | 6.61e-06 | 6.61e-06
[6 empty] | 7.97e-06 | 7.97e-06
[6 empty] | 9.29e-06 | 9.29e-06
[6 empty] | 1.063e-05 | 1.063e-05
[6 empty] | 1.276e-05 | 1.276e-05
[6 empty] | 1.673e-05 | 1.673e-05
[6 empty] | 1.94e-05 | 1.72e-05
[6 empty] | 2.126e-05 | 1.72e-05
[6 empty] | 2.257e-05 | 1.72e-05
[6 empty] | 2.27e-05 | 1.72e-05
[6 empty] | 2.098e-05 | 1.72e-05
[6 empty] | 2.001e-05 | 1.72e-05
[6 empty] | 1.899e-05 | 1.72e-05
[6 empty] | 1.864e-05 | 1.72e-05
[6 empty] | 1.954e-05 | 1.72e-05
[6 empty] | 2.09e-05 | 1.72e-05
[6 empty] | 2.223e-05 | 1.72e-05
[6 empty] | 2.221e-05 | 1.72e-05
[6 empty] | 2.067e-05 | 1.72e-05
[6 empty] | 2.002e-05 | 1.72e-05
[6 empty] | 1.847e-05 | 1.72e-05
[6 empty] | 1.663e-05 | 1.663e-05
[6 empty] | 1.205e-05 | 1.205e-05
[6 empty] | 7.12e-06 | 7.12e-06
[6 empty] | 6.61e-06 | 6.61e-06
[6 empty] | 7.97e-06 | 7.97e-06
[6 empty] | 9.29e-06 | 9.29e-06
[6 empty] | 1.063e-05 | 1.063e-05
[6 empty] | 1.276e-05 | 1.276e-05
[6 empty] | 1.673e-05 | 1.673e-05
[6 empty] | 1.94e-05 | 1.72e-05
[6 empty] | 2.126e-05 | 1.72e-05
[6 empty] | 2.257e-05 | 1.72e-05
[6 empty] | 2.27e-05 | 1.72e-05
[6 empty] | 2.098e-05 | 1.72e-05
[6 empty] | 2.001e-05 | 1.72e-05
[6 empty] | 1.899e-05 | 1.72e-05
[6 empty] | 1.864e-05 | 1.72e-05
[6 empty] | 1.954e-05 | 1.72e-05
[6 empty] | 2.09e-05 | 1.72e-05
[6 empty] | 2.223e-05 | 1.72e-05
[6 empty] | 2.221e-05 | 1.72e-05
[6 empty] | 2.067e-05 | 1.72e-05
[6 empty] | 2.002e-05 | 1.72e-05
[6 empty] | 1.847e-05 | 1.72e-05
[6 empty] | 1.663e-05 | 1.663e-05
[6 empty] | 1.205e-05 | 1.205e-05
[6 empty] | 7.12e-06 | 7.12e-06
[6 empty] | 6.76e-06 | 6.76e-06
[6 empty] | 7.13e-06 | 7.13e-06
[6 empty] | 8.4e-06 | 8.4e-06
[6 empty] | 9.58e-06 | 9.58e-06
[6 empty] | 1.135e-05 | 1.135e-05
[6 empty] | 1.405e-05 | 1.405e-05
[6 empty] | 1.665e-05 | 1.665e-05
[6 empty] | 1.89e-05 | 1.72e-05
[6 empty] | 2.167e-05 | 1.72e-05
[6 empty] | 2.226e-05 | 1.72e-05
[6 empty] | 2.08e-05 | 1.72e-05
[6 empty] | 1.92e-05 | 1.72e-05
[6 empty] | 1.659e-05 | 1.659e-05
[6 empty] | 1.58e-05 | 1.58e-05
[6 empty] | 1.668e-05 | 1.668e-05
[6 empty] | 1.72e-05 | 1.72e-05
[6 empty] | 1.905e-05 | 1.72e-05
[6 empty] | 2.026e-05 | 1.72e-05
[6 empty] | 1.85e-05 | 1.72e-05
[6 empty] | 1.774e-05 | 1.72e-05
[6 empty] | 1.669e-05 | 1.669e-05
[6 empty] | 1.542e-05 | 1.542e-05
[6 empty] | 1.36e-05 | 1.36e-05
[6 empty] | 8.99e-06 | 8.99e-06
[6 empty] | 7.46e-06 | 7.46e-06
[6 empty] | 7.83e-06 | 7.83e-06
[6 empty] | 8.99e-06 | 8.99e-06
[6 empty] | 9.44e-06 | 9.44e-06
[6 empty] | 1.047e-05 | 1.047e-05
[6 empty] | 1.254e-05 | 1.254e-05
[6 empty] | 1.618e-05 | 1.618e-05
[6 empty] | 1.9e-05 | 1.72e-05
[6 empty] | 2.142e-05 | 1.72e-05
[6 empty] | 2.245e-05 | 1.72e-05
[6 empty] | 2.221e-05 | 1.72e-05
[6 empty] | 2.14e-05 | 1.72e-05
[6 empty] | 2.004e-05 | 1.72e-05
[6 empty] | 1.899e-05 | 1.72e-05
[6 empty] | 1.966e-05 | 1.72e-05
[6 empty] | 2.082e-05 | 1.72e-05
[6 empty] | 2.151e-05 | 1.72e-05
[6 empty] | 2.138e-05 | 1.72e-05
[6 empty] | 1.972e-05 | 1.72e-05
[6 empty] | 1.863e-05 | 1.72e-05
[6 empty] | 1.733e-05 | 1.72e-05
[6 empty] | 1.512e-05 | 1.512e-05
[6 empty] | 1.139e-05 | 1.139e-05
[6 empty] | 6.83e-06 | 6.83e-06
[6 empty] | 6.61e-06 | 6.61e-06
[6 empty] | 7.97e-06 | 7.97e-06
[6 empty] | 9.29e-06 | 9.29e-06
[6 empty] | 1.063e-05 | 1.063e-05
[6 empty] | 1.276e-05 | 1.276e-05
[6 empty] | 1.673e-05 | 1.673e-05
[6 empty] | 1.94e-05 | 1.72e-05
[6 empty] | 2.126e-05 | 1.72e-05
[6 empty] | 2.257e-05 | 1.72e-05
[6 empty] | 2.27e-05 | 1.72e-05
[6 empty] | 2.098e-05 | 1.72e-05
[6 empty] | 2.001e-05 | 1.72e-05
[6 empty] | 1.899e-05 | 1.72e-05
[6 empty] | 1.864e-05 | 1.72e-05
[6 empty] | 1.954e-05 | 1.72e-05
[6 empty] | 2.09e-05 | 1.72e-05
[6 empty] | 2.223e-05 | 1.72e-05
[6 empty] | 2.221e-05 | 1.72e-05
[6 empty] | 2.067e-05 | 1.72e-05
[6 empty] | 2.002e-05 | 1.72e-05
[6 empty] | 1.847e-05 | 1.72e-05
[6 empty] | 1.663e-05 | 1.663e-05
[6 empty] | 1.205e-05 | 1.205e-05
[6 empty] | 7.12e-06 | 7.12e-06
[6 empty] | 6.61e-06 | 6.61e-06
[6 empty] | 7.97e-06 | 7.97e-06
[6 empty] | 9.29e-06 | 9.29e-06
[6 empty] | 1.063e-05 | 1.063e-05
[6 empty] | 1.276e-05 | 1.276e-05
[6 empty] | 1.673e-05 | 1.673e-05
[6 empty] | 1.94e-05 | 1.72e-05
[6 empty] | 2.126e-05 | 1.72e-05
[6 empty] | 2.257e-05 | 1.72e-05
[6 empty] | 2.27e-05 | 1.72e-05
[6 empty] | 2.098e-05 | 1.72e-05
[6 empty] | 2.001e-05 | 1.72e-05
[6 empty] | 1.899e-05 | 1.72e-05
[6 empty] | 1.864e-05 | 1.72e-05
[6 empty] | 1.954e-05 | 1.72e-05
[6 empty] | 2.09e-05 | 1.72e-05
[6 empty] | 2.223e-05 | 1.72e-05
[6 empty] | 2.221e-05 | 1.72e-05
[6 empty] | 2.067e-05 | 1.72e-05
[6 empty] | 2.002e-05 | 1.72e-05
[6 empty] | 1.847e-05 | 1.72e-05
[6 empty] | 1.663e-05 | 1.663e-05
[6 empty] | 1.205e-05 | 1.205e-05
[6 empty] | 7.12e-06 | 7.12e-06
[6 empty] | 6.61e-06 | 6.61e-06
[6 empty] | 7.97e-06 | 7.97e-06
[6 empty] | 9.29e-06 | 9.29e-06
[6 empty] | 1.063e-05 | 1.063e-05
[6 empty] | 1.276e-05 | 1.276e-05
[6 empty] | 1.673e-05 | 1.673e-05
[6 empty] | 1.94e-05 | 1.72e-05
[6 empty] | 2.126e-05 | 1.72e-05
[6 empty] | 2.257e-05 | 1.72e-05
[6 empty] | 2.27e-05 | 1.72e-05
[6 empty] | 2.098e-05 | 1.72e-05
[6 empty] | 2.001e-05 | 1.72e-05
[6 empty] | 1.899e-05 | 1.72e-05
[6 empty] | 1.864e-05 | 1.72e-05
[6 empty] | 1.954e-05 | 1.72e-05
[6 empty] | 2.09e-05 | 1.72e-05
[6 empty] | 2.223e-05 | 1.72e-05
[6 empty] | 2.221e-05 | 1.72e-05
[6 empty] | 2.067e-05 | 1.72e-05
[6 empty] | 2.002e-05 | 1.72e-05
[6 empty] | 1.847e-05 | 1.72e-05
[6 empty] | 1.663e-05 | 1.663e-05
[6 empty] | 1.205e-05 | 1.205e-05
[6 empty] | 7.12e-06 | 7.12e-06
[6 empty] | 6.61e-06 | 6.61e-06
[6 empty] | 7.97e-06 | 7.97e-06
[6 empty] | 9.29e-06 | 9.29e-06
[6 empty] | 1.063e-05 | 1.063e-05
[6 empty] | 1.276e-05 | 1.276e-05
[6 empty] | 1.673e-05 | 1.673e-05
[6 empty] | 1.94e-05 | 1.72e-05
[6 empty] | 2.126e-05 | 1.72e-05
[6 empty] | 2.257e-05 | 1.72e-05
[6 empty] | 2.27e-05 | 1.72e-05
[6 empty] | 2.098e-05 | 1.72e-05
[6 empty] | 2.001e-05 | 1.72e-05
[6 empty] | 1.899e-05 | 1.72e-05
[6 empty] | 1.864e-05 | 1.72e-05
[6 empty] | 1.954e-05 | 1.72e-05
[6 empty] | 2.09e-05 | 1.72e-05
[6 empty] | 2.223e-05 | 1.72e-05
[6 empty] | 2.221e-05 | 1.72e-05
[6 empty] | 2.067e-05 | 1.72e-05
[6 empty] | 2.002e-05 | 1.72e-05
[6 empty] | 1.847e-05 | 1.72e-05
[6 empty] | 1.663e-05 | 1.663e-05
[6 empty] | 1.205e-05 | 1.205e-05
[6 empty] | 7.12e-06 | 7.12e-06
[6 empty] | 6.61e-06 | 6.61e-06
[6 empty] | 7.97e-06 | 7.97e-06
[6 empty] | 9.29e-06 | 9.29e-06
[6 empty] | 1.063e-05 | 1.063e-05
[6 empty] | 1.276e-05 | 1.276e-05
[6 empty] | 1.673e-05 | 1.673e-05
[6 empty] | 1.94e-05 | 1.72e-05
[6 empty] | 2.126e-05 | 1.72e-05
[6 empty] | 2.257e-05 | 1.72e-05
[6 empty] | 2.27e-05 | 1.72e-05
[6 empty] | 2.098e-05 | 1.72e-05
[6 empty] | 2.001e-05 | 1.72e-05
[6 empty] | 1.899e-05 | 1.72e-05
[6 empty] | 1.864e-05 | 1.72e-05
[6 empty] | 1.954e-05 | 1.72e-05
[6 empty] | 2.09e-05 | 1.72e-05
[6 empty] | 2.223e-05 | 1.72e-05
[6 empty] | 2.221e-05 | 1.72e-05
[6 empty] | 2.067e-05 | 1.72e-05
[6 empty] | 2.002e-05 | 1.72e-05
[6 empty] | 1.847e-05 | 1.72e-05
[6 empty] | 1.663e-05 | 1.663e-05
[6 empty] | 1.205e-05 | 1.205e-05
[6 empty] | 7.12e-06 | 7.12e-06
[6 empty] | 6.76e-06 | 6.76e-06
[6 empty] | 7.13e-06 | 7.13e-06
[6 empty] | 8.4e-06 | 8.4e-06
[6 empty] | 9.58e-06 | 9.58e-06
[6 empty] | 1.135e-05 | 1.135e-05
[6 empty] | 1.405e-05 | 1.405e-05
[6 empty] | 1.665e-05 | 1.665e-05
[6 empty] | 1.89e-05 | 1.72e-05
[6 empty] | 2.167e-05 | 1.72e-05
[6 empty] | 2.226e-05 | 1.72e-05
[6 empty] | 2.08e-05 | 1.72e-05
[6 empty] | 1.92e-05 | 1.72e-05
[6 empty] | 1.659e-05 | 1.659e-05
[6 empty] | 1.58e-05 | 1.58e-05
[6 empty] | 1.668e-05 | 1.668e-05
[6 empty] | 1.72e-05 | 1.72e-05
[6 empty] | 1.905e-05 | 1.72e-05
[6 empty] | 2.026e-05 | 1.72e-05
[6 empty] | 1.85e-05 | 1.72e-05
[6 empty] | 1.774e-05 | 1.72e-05
[6 empty] | 1.669e-05 | 1.669e-05
[6 empty] | 1.542e-05 | 1.542e-05
[6 empty] | 1.36e-05 | 1.36e-05
[6 empty] | 8.99e-06 | 8.99e-06
[6 empty] | 7.46e-06 | 7.46e-06
[6 empty] | 7.83e-06 | 7.83e-06
[6 empty] | 8.99e-06 | 8.99e-06
[6 empty] | 9.44e-06 | 9.44e-06
[6 empty] | 1.047e-05 | 1.047e-05
[6 empty] | 1.254e-05 | 1.254e-05
[6 empty] | 1.618e-05 | 1.618e-05
[6 empty] | 1.9e-05 | 1.72e-05
[6 empty] | 2.142e-05 | 1.72e-05
[6 empty] | 2.245e-05 | 1.72e-05
[6 empty] | 2.221e-05 | 1.72e-05
[6 empty] | 2.14e-05 | 1.72e-05
[6 empty] | 2.004e-05 | 1.72e-05
[6 empty] | 1.899e-05 | 1.72e-05
[6 empty] | 1.966e-05 | 1.72e-05
[6 empty] | 2.082e-05 | 1.72e-05
[6 empty] | 2.151e-05 | 1.72e-05
[6 empty] | 2.138e-05 | 1.72e-05
[6 empty] | 1.972e-05 | 1.72e-05
[6 empty] | 1.863e-05 | 1.72e-05
[6 empty] | 1.733e-05 | 1.72e-05
[6 empty] | 1.512e-05 | 1.512e-05
[6 empty] | 1.139e-05 | 1.139e-05
[6 empty] | 6.83e-06 | 6.83e-06
[6 empty] | 7.46e-06 | 7.46e-06
[6 empty] | 7.83e-06 | 7.83e-06
[6 empty] | 8.99e-06 | 8.99e-06
[6 empty] | 9.44e-06 | 9.44e-06
[6 empty] | 1.047e-05 | 1.047e-05
[6 empty] | 1.254e-05 | 1.254e-05
[6 empty] | 1.618e-05 | 1.618e-05
[6 empty] | 1.9e-05 | 1.72e-05
[6 empty] | 2.142e-05 | 1.72e-05
[6 empty] | 2.245e-05 | 1.72e-05
[6 empty] | 2.221e-05 | 1.72e-05
[6 empty] | 2.14e-05 | 1.72e-05
[6 empty] | 2.004e-05 | 1.72e-05
[6 empty] | 1.899e-05 | 1.72e-05
[6 empty] | 1.966e-05 | 1.72e-05
[6 empty] | 2.082e-05 | 1.72e-05
[6 empty] | 2.151e-05 | 1.72e-05
[6 empty] | 2.138e-05 | 1.72e-05
[6 empty] | 1.972e-05 | 1.72e-05
[6 empty] | 1.863e-05 | 1.72e-05
[6 empty] | 1.733e-05 | 1.72e-05
[6 empty] | 1.512e-05 | 1.512e-05
[6 empty] | 1.139e-05 | 1.139e-05
[6 empty] | 6.83e-06 | 6.83e-06
[6 empty] | 6.61e-06 | 6.61e-06
[6 empty] | 7.97e-06 | 7.97e-06
[6 empty] | 9.29e-06 | 9.29e-06
[6 empty] | 1.063e-05 | 1.063e-05
[6 empty] | 1.276e-05 | 1.276e-05
[6 empty] | 1.673e-05 | 1.673e-05
[6 empty] | 1.94e-05 | 1.72e-05
[6 empty] | 2.126e-05 | 1.72e-05
[6 empty] | 2.257e-05 | 1.72e-05
[6 empty] | 2.27e-05 | 1.72e-05
[6 empty] | 2.098e-05 | 1.72e-05
[6 empty] | 2.001e-05 | 1.72e-05
[6 empty] | 1.899e-05 | 1.72e-05
[6 empty] | 1.864e-05 | 1.72e-05
[6 empty] | 1.954e-05 | 1.72e-05
[6 empty] | 2.09e-05 | 1.72e-05
[6 empty] | 2.223e-05 | 1.72e-05
[6 empty] | 2.221e-05 | 1.72e-05
[6 empty] | 2.067e-05 | 1.72e-05
[6 empty] | 2.002e-05 | 1.72e-05
[6 empty] | 1.847e-05 | 1.72e-05
[6 empty] | 1.663e-05 | 1.663e-05
[6 empty] | 1.205e-05 | 1.205e-05
[6 empty] | 7.12e-06 | 7.12e-06
[6 empty] | 6.61e-06 | 6.61e-06
[6 empty] | 7.97e-06 | 7.97e-06
[6 empty] | 9.29e-06 | 9.29e-06
[6 empty] | 1.063e-05 | 1.063e-05
[6 empty] | 1.276e-05 | 1.276e-05
[6 empty] | 1.673e-05 | 1.673e-05
[6 empty] | 1.94e-05 | 1.72e-05
[6 empty] | 2.126e-05 | 1.72e-05
[6 empty] | 2.257e-05 | 1.72e-05
[6 empty] | 2.27e-05 | 1.72e-05
[6 empty] | 2.098e-05 | 1.72e-05
[6 empty] | 2.001e-05 | 1.72e-05
[6 empty] | 1.899e-05 | 1.72e-05
[6 empty] | 1.864e-05 | 1.72e-05
[6 empty] | 1.954e-05 | 1.72e-05
[6 empty] | 2.09e-05 | 1.72e-05
[6 empty] | 2.223e-05 | 1.72e-05
[6 empty] | 2.221e-05 | 1.72e-05
[6 empty] | 2.067e-05 | 1.72e-05
[6 empty] | 2.002e-05 | 1.72e-05
[6 empty] | 1.847e-05 | 1.72e-05
[6 empty] | 1.663e-05 | 1.663e-05
[6 empty] | 1.205e-05 | 1.205e-05
[6 empty] | 7.12e-06 | 7.12e-06
[6 empty] | 6.61e-06 | 6.61e-06
[6 empty] | 7.97e-06 | 7.97e-06
[6 empty] | 9.29e-06 | 9.29e-06
[6 empty] | 1.063e-05 | 1.063e-05
[6 empty] | 1.276e-05 | 1.276e-05
[6 empty] | 1.673e-05 | 1.673e-05
[6 empty] | 1.94e-05 | 1.72e-05
[6 empty] | 2.126e-05 | 1.72e-05
[6 empty] | 2.257e-05 | 1.72e-05
[6 empty] | 2.27e-05 | 1.72e-05
[6 empty] | 2.098e-05 | 1.72e-05
[6 empty] | 2.001e-05 | 1.72e-05
[6 empty] | 1.899e-05 | 1.72e-05
[6 empty] | 1.864e-05 | 1.72e-05
[6 empty] | 1.954e-05 | 1.72e-05
[6 empty] | 2.09e-05 | 1.72e-05
[6 empty] | 2.223e-05 | 1.72e-05
[6 empty] | 2.221e-05 | 1.72e-05
[6 empty] | 2.067e-05 | 1.72e-05
[6 empty] | 2.002e-05 | 1.72e-05
[6 empty] | 1.847e-05 | 1.72e-05
[6 empty] | 1.663e-05 | 1.663e-05
[6 empty] | 1.205e-05 | 1.205e-05
[6 empty] | 7.12e-06 | 7.12e-06
[6 empty] | 2.92e-06 | 2.92e-06
[6 empty] | 3.2e-06 | 3.2e-06
[6 empty] | 3.56e-06 | 3.56e-06
[6 empty] | 3.56e-06 | 3.56e-06
[6 empty] | 4.42e-06 | 4.42e-06
[6 empty] | 7.97e-06 | 7.97e-06
[6 empty] | 1.333e-05 | 1.333e-05
[6 empty] | 1.832e-05 | 1.72e-05
[6 empty] | 1.558e-05 | 1.558e-05
[6 empty] | 1.219e-05 | 1.219e-05
[6 empty] | 8.42e-06 | 8.42e-06
[6 empty] | 7.97e-06 | 7.97e-06
[6 empty] | 8.08e-06 | 8.08e-06
[6 empty] | 6.78e-06 | 6.78e-06
[6 empty] | 6.33e-06 | 6.33e-06
[6 empty] | 8.25e-06 | 8.25e-06
[6 empty] | 1.032e-05 | 1.032e-05
[6 empty] | 1.163e-05 | 1.163e-05
[6 empty] | 1.04e-05 | 1.04e-05
[6 empty] | 1.203e-05 | 1.203e-05
[6 empty] | 1.259e-05 | 1.259e-05
[6 empty] | 1.282e-05 | 1.282e-05
[6 empty] | 8.94e-06 | 8.94e-06
[6 empty] | 4.47e-06 | 4.47e-06
[6 empty] | 5.44e-06 | 5.44e-06
[6 empty] | 4.48e-06 | 4.48e-06
[6 empty] | 5.23e-06 | 5.23e-06
[6 empty] | 5.61e-06 | 5.61e-06
[6 empty] | 6.57e-06 | 6.57e-06
[6 empty] | 8.05e-06 | 8.05e-06
[6 empty] | 1.665e-05 | 1.665e-05
[6 empty] | 2.571e-05 | 1.72e-05
[6 empty] | 2.758e-05 | 1.72e-05
[6 empty] | 1.303e-05 | 1.303e-05
[6 empty] | 1.113e-05 | 1.113e-05
[6 empty] | 1.645e-05 | 1.645e-05
[6 empty] | 1.355e-05 | 1.355e-05
[6 empty] | 1.296e-05 | 1.296e-05
[6 empty] | 1.449e-05 | 1.449e-05
[6 empty] | 2.011e-05 | 1.72e-05
[6 empty] | 2.465e-05 | 1.72e-05
[6 empty] | 2.411e-05 | 1.72e-05
[6 empty] | 3.181e-05 | 1.72e-05
[6 empty] | 2.425e-05 | 1.72e-05
[6 empty] | 3.239e-05 | 1.72e-05
[6 empty] | 2.986e-05 | 1.72e-05
[6 empty] | 1.816e-05 | 1.72e-05
[6 empty] | 1.134e-05 | 1.134e-05
[6 empty] | 8.75e-06 | 8.75e-06
[6 empty] | 7.42e-06 | 7.42e-06
[6 empty] | 7.52e-06 | 7.52e-06
[6 empty] | 7.35e-06 | 7.35e-06
[6 empty] | 8.19e-06 | 8.19e-06
[6 empty] | 1.076e-05 | 1.076e-05
[6 empty] | 1.259e-05 | 1.259e-05
[6 empty] | 1.657e-05 | 1.657e-05
[6 empty] | 2.265e-05 | 1.72e-05
[6 empty] | 2.395e-05 | 1.72e-05
[6 empty] | 2.013e-05 | 1.72e-05
[6 empty] | 9.91e-06 | 9.91e-06
[6 empty] | 6.93e-06 | 6.93e-06
[6 empty] | 5.05e-06 | 5.05e-06
[6 empty] | 5.85e-06 | 5.85e-06
[6 empty] | 8.58e-06 | 8.58e-06
[6 empty] | 1.211e-05 | 1.211e-05
[6 empty] | 1.918e-05 | 1.72e-05
[6 empty] | 1.85e-05 | 1.72e-05
[6 empty] | 2.013e-05 | 1.72e-05
[6 empty] | 1.788e-05 | 1.72e-05
[6 empty] | 1.604e-05 | 1.604e-05
[6 empty] | 8.57e-06 | 8.57e-06
[6 empty] | 4.35e-06 | 4.35e-06
[6 empty] | 2.92e-06 | 2.92e-06
[6 empty] | 3.2e-06 | 3.2e-06
[6 empty] | 3.56e-06 | 3.56e-06
[6 empty] | 3.56e-06 | 3.56e-06
[6 empty] | 4.42e-06 | 4.42e-06
[6 empty] | 7.97e-06 | 7.97e-06
[6 empty] | 1.333e-05 | 1.333e-05
[6 empty] | 1.832e-05 | 1.72e-05
[6 empty] | 1.558e-05 | 1.558e-05
[6 empty] | 1.219e-05 | 1.219e-05
[6 empty] | 8.42e-06 | 8.42e-06
[6 empty] | 7.97e-06 | 7.97e-06
[6 empty] | 8.08e-06 | 8.08e-06
[6 empty] | 6.78e-06 | 6.78e-06
[6 empty] | 6.33e-06 | 6.33e-06
[6 empty] | 8.25e-06 | 8.25e-06
[6 empty] | 1.032e-05 | 1.032e-05
[6 empty] | 1.163e-05 | 1.163e-05
[6 empty] | 1.04e-05 | 1.04e-05
[6 empty] | 1.203e-05 | 1.203e-05
[6 empty] | 1.259e-05 | 1.259e-05
[6 empty] | 1.282e-05 | 1.282e-05
[6 empty] | 8.94e-06 | 8.94e-06
[6 empty] | 4.47e-06 | 4.47e-06
[6 empty] | 8.75e-06 | 8.75e-06
[6 empty] | 7.42e-06 | 7.42e-06
[6 empty] | 7.52e-06 | 7.52e-06
[6 empty] | 7.35e-06 | 7.35e-06
[6 empty] | 8.19e-06 | 8.19e-06
[6 empty] | 1.076e-05 | 1.076e-05
[6 empty] | 1.259e-05 | 1.259e-05
[6 empty] | 1.657e-05 | 1.657e-05
[6 empty] | 2.265e-05 | 1.72e-05
[6 empty] | 2.395e-05 | 1.72e-05
[6 empty] | 2.013e-05 | 1.72e-05
[6 empty] | 9.91e-06 | 9.91e-06
[6 empty] | 6.93e-06 | 6.93e-06
[6 empty] | 5.05e-06 | 5.05e-06
[6 empty] | 5.85e-06 | 5.85e-06
[6 empty] | 8.58e-06 | 8.58e-06
[6 empty] | 1.211e-05 | 1.211e-05
[6 empty] | 1.918e-05 | 1.72e-05
[6 empty] | 1.85e-05 | 1.72e-05
[6 empty] | 2.013e-05 | 1.72e-05
[6 empty] | 1.788e-05 | 1.72e-05
[6 empty] | 1.604e-05 | 1.604e-05
[6 empty] | 8.57e-06 | 8.57e-06
[6 empty] | 4.35e-06 | 4.35e-06
[6 empty] | 2.92e-06 | 2.92e-06
[6 empty] | 3.2e-06 | 3.2e-06
[6 empty] | 3.56e-06 | 3.56e-06
[6 empty] | 3.56e-06 | 3.56e-06
[6 empty] | 4.42e-06 | 4.42e-06
[6 empty] | 7.97e-06 | 7.97e-06
[6 empty] | 1.333e-05 | 1.333e-05
[6 empty] | 1.832e-05 | 1.72e-05
[6 empty] | 1.558e-05 | 1.558e-05
[6 empty] | 1.219e-05 | 1.219e-05
[6 empty] | 8.42e-06 | 8.42e-06
[6 empty] | 7.97e-06 | 7.97e-06
[6 empty] | 8.08e-06 | 8.08e-06
[6 empty] | 6.78e-06 | 6.78e-06
[6 empty] | 6.33e-06 | 6.33e-06
[6 empty] | 8.25e-06 | 8.25e-06
[6 empty] | 1.032e-05 | 1.032e-05
[6 empty] | 1.163e-05 | 1.163e-05
[6 empty] | 1.04e-05 | 1.04e-05
[6 empty] | 1.203e-05 | 1.203e-05
[6 empty] | 1.259e-05 | 1.259e-05
[6 empty] | 1.282e-05 | 1.282e-05
[6 empty] | 8.94e-06 | 8.94e-06
[6 empty] | 4.47e-06 | 4.47e-06
[6 empty] | 2.92e-06 | 2.92e-06
[6 empty] | 3.2e-06 | 3.2e-06
[6 empty] | 3.56e-06 | 3.56e-06
[6 empty] | 3.56e-06 | 3.56e-06
[6 empty] | 4.42e-06 | 4.42e-06
[6 empty] | 7.97e-06 | 7.97e-06
[6 empty] | 1.333e-05 | 1.333e-05
[6 empty] | 1.832e-05 | 1.72e-05
[6 empty] | 1.558e-05 | 1.558e-05
[6 empty] | 1.219e-05 | 1.219e-05
[6 empty] | 8.42e-06 | 8.42e-06
[6 empty] | 7.97e-06 | 7.97e-06
[6 empty] | 8.08e-06 | 8.08e-06
[6 empty] | 6.78e-06 | 6.78e-06
[6 empty] | 6.33e-06 | 6.33e-06
[6 empty] | 8.25e-06 | 8.25e-06
[6 empty] | 1.032e-05 | 1.032e-05
[6 empty] | 1.163e-05 | 1.163e-05
[6 empty] | 1.04e-05 | 1.04e-05
[6 empty] | 1.203e-05 | 1.203e-05
[6 empty] | 1.259e-05 | 1.259e-05
[6 empty] | 1.282e-05 | 1.282e-05
[6 empty] | 8.94e-06 | 8.94e-06
[6 empty] | 4.47e-06 | 4.47e-06
[6 empty] | 2.92e-06 | 2.92e-06
[6 empty] | 3.2e-06 | 3.2e-06
[6 empty] | 3.56e-06 | 3.56e-06
[6 empty] | 3.56e-06 | 3.56e-06
[6 empty] | 4.42e-06 | 4.42e-06
[6 empty] | 7.97e-06 | 7.97e-06
[6 empty] | 1.333e-05 | 1.333e-05
[6 empty] | 1.832e-05 | 1.72e-05
[6 empty] | 1.558e-05 | 1.558e-05
[6 empty] | 1.219e-05 | 1.219e-05
[6 empty] | 8.42e-06 | 8.42e-06
[6 empty] | 7.97e-06 | 7.97e-06
[6 empty] | 8.08e-06 | 8.08e-06
[6 empty] | 6.78e-06 | 6.78e-06
[6 empty] | 6.33e-06 | 6.33e-06
[6 empty] | 8.25e-06 | 8.25e-06
[6 empty] | 1.032e-05 | 1.032e-05
[6 empty] | 1.163e-05 | 1.163e-05
[6 empty] | 1.04e-05 | 1.04e-05
[6 empty] | 1.203e-05 | 1.203e-05
[6 empty] | 1.259e-05 | 1.259e-05
[6 empty] | 1.282e-05 | 1.282e-05
[6 empty] | 8.94e-06 | 8.94e-06
[6 empty] | 4.47e-06 | 4.47e-06
[6 empty] | 5.44e-06 | 5.44e-06
[6 empty] | 4.48e-06 | 4.48e-06
[6 empty] | 5.23e-06 | 5.23e-06
[6 empty] | 5.61e-06 | 5.61e-06
[6 empty] | 6.57e-06 | 6.57e-06
[6 empty] | 8.05e-06 | 8.05e-06
[6 empty] | 1.665e-05 | 1.665e-05
[6 empty] | 2.571e-05 | 1.72e-05
[6 empty] | 2.758e-05 | 1.72e-05
[6 empty] | 1.303e-05 | 1.303e-05
[6 empty] | 1.113e-05 | 1.113e-05
[6 empty] | 1.645e-05 | 1.645e-05
[6 empty] | 1.355e-05 | 1.355e-05
[6 empty] | 1.296e-05 | 1.296e-05
[6 empty] | 1.449e-05 | 1.449e-05
[6 empty] | 2.011e-05 | 1.72e-05
[6 empty] | 2.465e-05 | 1.72e-05
[6 empty] | 2.411e-05 | 1.72e-05
[6 empty] | 3.181e-05 | 1.72e-05
[6 empty] | 2.425e-05 | 1.72e-05
[6 empty] | 3.239e-05 | 1.72e-05
[6 empty] | 2.986e-05 | 1.72e-05
[6 empty] | 1.816e-05 | 1.72e-05
[6 empty] | 1.134e-05 | 1.134e-05
[6 empty] | 8.75e-06 | 8.75e-06
[6 empty] | 7.42e-06 | 7.42e-06
[6 empty] | 7.52e-06 | 7.52e-06
[6 empty] | 7.35e-06 | 7.35e-06
[6 empty] | 8.19e-06 | 8.19e-06
[6 empty] | 1.076e-05 | 1.076e-05
[6 empty] | 1.259e-05 | 1.259e-05
[6 empty] | 1.657e-05 | 1.657e-05
[6 empty] | 2.265e-05 | 1.72e-05
[6 empty] | 2.395e-05 | 1.72e-05
[6 empty] | 2.013e-05 | 1.72e-05
[6 empty] | 9.91e-06 | 9.91e-06
[6 empty] | 6.93e-06 | 6.93e-06
[6 empty] | 5.05e-06 | 5.05e-06
[6 empty] | 5.85e-06 | 5.85e-06
[6 empty] | 8.58e-06 | 8.58e-06
[6 empty] | 1.211e-05 | 1.211e-05
[6 empty] | 1.918e-05 | 1.72e-05
[6 empty] | 1.85e-05 | 1.72e-05
[6 empty] | 2.013e-05 | 1.72e-05
[6 empty] | 1.788e-05 | 1.72e-05
[6 empty] | 1.604e-05 | 1.604e-05
[6 empty] | 8.57e-06 | 8.57e-06
[6 empty] | 4.35e-06 | 4.35e-06
[6 empty] | 2.92e-06 | 2.92e-06
[6 empty] | 3.2e-06 | 3.2e-06
[6 empty] | 3.56e-06 | 3.56e-06
[6 empty] | 3.56e-06 | 3.56e-06
[6 empty] | 4.42e-06 | 4.42e-06
[6 empty] | 7.97e-06 | 7.97e-06
[6 empty] | 1.333e-05 | 1.333e-05
[6 empty] | 1.832e-05 | 1.72e-05
[6 empty] | 1.558e-05 | 1.558e-05
[6 empty] | 1.219e-05 | 1.219e-05
[6 empty] | 8.42e-06 | 8.42e-06
[6 empty] | 7.97e-06 | 7.97e-06
[6 empty] | 8.08e-06 | 8.08e-06
[6 empty] | 6.78e-06 | 6.78e-06
[6 empty] | 6.33e-06 | 6.33e-06
[6 empty] | 8.25e-06 | 8.25e-06
[6 empty] | 1.032e-05 | 1.032e-05
[6 empty] | 1.163e-05 | 1.163e-05
[6 empty] | 1.04e-05 | 1.04e-05
[6 empty] | 1.203e-05 | 1.203e-05
[6 empty] | 1.259e-05 | 1.259e-05
[6 empty] | 1.282e-05 | 1.282e-05
[6 empty] | 8.94e-06 | 8.94e-06
[6 empty] | 4.47e-06 | 4.47e-06
[6 empty] | 2.92e-06 | 2.92e-06
[6 empty] | 3.2e-06 | 3.2e-06
[6 empty] | 3.56e-06 | 3.56e-06
[6 empty] | 3.56e-06 | 3.56e-06
[6 empty] | 4.42e-06 | 4.42e-06
[6 empty] | 7.97e-06 | 7.97e-06
[6 empty] | 1.333e-05 | 1.333e-05
[6 empty] | 1.832e-05 | 1.72e-05
[6 empty] | 1.558e-05 | 1.558e-05
[6 empty] | 1.219e-05 | 1.219e-05
[6 empty] | 8.42e-06 | 8.42e-06
[6 empty] | 7.97e-06 | 7.97e-06
[6 empty] | 8.08e-06 | 8.08e-06
[6 empty] | 6.78e-06 | 6.78e-06
[6 empty] | 6.33e-06 | 6.33e-06
[6 empty] | 8.25e-06 | 8.25e-06
[6 empty] | 1.032e-05 | 1.032e-05
[6 empty] | 1.163e-05 | 1.163e-05
[6 empty] | 1.04e-05 | 1.04e-05
[6 empty] | 1.203e-05 | 1.203e-05
[6 empty] | 1.259e-05 | 1.259e-05
[6 empty] | 1.282e-05 | 1.282e-05
[6 empty] | 8.94e-06 | 8.94e-06
[6 empty] | 4.47e-06 | 4.47e-06
[6 empty] | 2.92e-06 | 2.92e-06
[6 empty] | 3.2e-06 | 3.2e-06
[6 empty] | 3.56e-06 | 3.56e-06
[6 empty] | 3.56e-06 | 3.56e-06
[6 empty] | 4.42e-06 | 4.42e-06
[6 empty] | 7.97e-06 | 7.97e-06
[6 empty] | 1.333e-05 | 1.333e-05
[6 empty] | 1.832e-05 | 1.72e-05
[6 empty] | 1.558e-05 | 1.558e-05
[6 empty] | 1.219e-05 | 1.219e-05
[6 empty] | 8.42e-06 | 8.42e-06
[6 empty] | 7.97e-06 | 7.97e-06
[6 empty] | 8.08e-06 | 8.08e-06
[6 empty] | 6.78e-06 | 6.78e-06
[6 empty] | 6.33e-06 | 6.33e-06
[6 empty] | 8.25e-06 | 8.25e-06
[6 empty] | 1.032e-05 | 1.032e-05
[6 empty] | 1.163e-05 | 1.163e-05
[6 empty] | 1.04e-05 | 1.04e-05
[6 empty] | 1.203e-05 | 1.203e-05
[6 empty] | 1.259e-05 | 1.259e-05
[6 empty] | 1.282e-05 | 1.282e-05
[6 empty] | 8.94e-06 | 8.94e-06
[6 empty] | 4.47e-06 | 4.47e-06
[6 empty] | 8.75e-06 | 8.75e-06
[6 empty] | 7.42e-06 | 7.42e-06
[6 empty] | 7.52e-06 | 7.52e-06
[6 empty] | 7.35e-06 | 7.35e-06
[6 empty] | 8.19e-06 | 8.19e-06
[6 empty] | 1.076e-05 | 1.076e-05
[6 empty] | 1.259e-05 | 1.259e-05
[6 empty] | 1.657e-05 | 1.657e-05
[6 empty] | 2.265e-05 | 1.72e-05
[6 empty] | 2.395e-05 | 1.72e-05
[6 empty] | 2.013e-05 | 1.72e-05
[6 empty] | 9.91e-06 | 9.91e-06
[6 empty] | 6.93e-06 | 6.93e-06
[6 empty] | 5.05e-06 | 5.05e-06
[6 empty] | 5.85e-06 | 5.85e-06
[6 empty] | 8.58e-06 | 8.58e-06
[6 empty] | 1.211e-05 | 1.211e-05
[6 empty] | 1.918e-05 | 1.72e-05
[6 empty] | 1.85e-05 | 1.72e-05
[6 empty] | 2.013e-05 | 1.72e-05
[6 empty] | 1.788e-05 | 1.72e-05
[6 empty] | 1.604e-05 | 1.604e-05
[6 empty] | 8.57e-06 | 8.57e-06
[6 empty] | 4.35e-06 | 4.35e-06
[6 empty] | 2.92e-06 | 2.92e-06
[6 empty] | 3.2e-06 | 3.2e-06
[6 empty] | 3.56e-06 | 3.56e-06
[6 empty] | 3.56e-06 | 3.56e-06
[6 empty] | 4.42e-06 | 4.42e-06
[6 empty] | 7.97e-06 | 7.97e-06
[6 empty] | 1.333e-05 | 1.333e-05
[6 empty] | 1.832e-05 | 1.72e-05
[6 empty] | 1.558e-05 | 1.558e-05
[6 empty] | 1.219e-05 | 1.219e-05
[6 empty] | 8.42e-06 | 8.42e-06
[6 empty] | 7.97e-06 | 7.97e-06
[6 empty] | 8.08e-06 | 8.08e-06
[6 empty] | 6.78e-06 | 6.78e-06
[6 empty] | 6.33e-06 | 6.33e-06
[6 empty] | 8.25e-06 | 8.25e-06
[6 empty] | 1.032e-05 | 1.032e-05
[6 empty] | 1.163e-05 | 1.163e-05
[6 empty] | 1.04e-05 | 1.04e-05
[6 empty] | 1.203e-05 | 1.203e-05
[6 empty] | 1.259e-05 | 1.259e-05
[6 empty] | 1.282e-05 | 1.282e-05
[6 empty] | 8.94e-06 | 8.94e-06
[6 empty] | 4.47e-06 | 4.47e-06
[6 empty] | 5.44e-06 | 5.44e-06
[6 empty] | 4.48e-06 | 4.48e-06
[6 empty] | 5.23e-06 | 5.23e-06
[6 empty] | 5.61e-06 | 5.61e-06
[6 empty] | 6.57e-06 | 6.57e-06
[6 empty] | 8.05e-06 | 8.05e-06
[6 empty] | 1.665e-05 | 1.665e-05
[6 empty] | 2.571e-05 | 1.72e-05
[6 empty] | 2.758e-05 | 1.72e-05
[6 empty] | 1.303e-05 | 1.303e-05
[6 empty] | 1.113e-05 | 1.113e-05
[6 empty] | 1.645e-05 | 1.645e-05
[6 empty] | 1.355e-05 | 1.355e-05
[6 empty] | 1.296e-05 | 1.296e-05
[6 empty] | 1.449e-05 | 1.449e-05
[6 empty] | 2.011e-05 | 1.72e-05
[6 empty] | 2.465e-05 | 1.72e-05
[6 empty] | 2.411e-05 | 1.72e-05
[6 empty] | 3.181e-05 | 1.72e-05
[6 empty] | 2.425e-05 | 1.72e-05
[6 empty] | 3.239e-05 | 1.72e-05
[6 empty] | 2.986e-05 | 1.72e-05
[6 empty] | 1.816e-05 | 1.72e-05
[6 empty] | 1.134e-05 | 1.134e-05
[6 empty] | 8.75e-06 | 8.75e-06
[6 empty] | 7.42e-06 | 7.42e-06
[6 empty] | 7.52e-06 | 7.52e-06
[6 empty] | 7.35e-06 | 7.35e-06
[6 empty] | 8.19e-06 | 8.19e-06
[6 empty] | 1.076e-05 | 1.076e-05
[6 empty] | 1.259e-05 | 1.259e-05
[6 empty] | 1.657e-05 | 1.657e-05
[6 empty] | 2.265e-05 | 1.72e-05
[6 empty] | 2.395e-05 | 1.72e-05
[6 empty] | 2.013e-05 | 1.72e-05
[6 empty] | 9.91e-06 | 9.91e-06
[6 empty] | 6.93e-06 | 6.93e-06
[6 empty] | 5.05e-06 | 5.05e-06
[6 empty] | 5.85e-06 | 5.85e-06
[6 empty] | 8.58e-06 | 8.58e-06
[6 empty] | 1.211e-05 | 1.211e-05
[6 empty] | 1.918e-05 | 1.72e-05
[6 empty] | 1.85e-05 | 1.72e-05
[6 empty] | 2.013e-05 | 1.72e-05
[6 empty] | 1.788e-05 | 1.72e-05
[6 empty] | 1.604e-05 | 1.604e-05
[6 empty] | 8.57e-06 | 8.57e-06
[6 empty] | 4.35e-06 | 4.35e-06
[6 empty] | 2.92e-06 | 2.92e-06
[6 empty] | 3.2e-06 | 3.2e-06
[6 empty] | 3.56e-06 | 3.56e-06
[6 empty] | 3.56e-06 | 3.56e-06
[6 empty] | 4.42e-06 | 4.42e-06
[6 empty] | 7.97e-06 | 7.97e-06
[6 empty] | 1.333e-05 | 1.333e-05
[6 empty] | 1.832e-05 | 1.72e-05
[6 empty] | 1.558e-05 | 1.558e-05
[6 empty] | 1.219e-05 | 1.219e-05
[6 empty] | 8.42e-06 | 8.42e-06
[6 empty] | 7.97e-06 | 7.97e-06
[6 empty] | 8.08e-06 | 8.08e-06
[6 empty] | 6.78e-06 | 6.78e-06
[6 empty] | 6.33e-06 | 6.33e-06
[6 empty] | 8.25e-06 | 8.25e-06
[6 empty] | 1.032e-05 | 1.032e-05
[6 empty] | 1.163e-05 | 1.163e-05
[6 empty] | 1.04e-05 | 1.04e-05
[6 empty] | 1.203e-05 | 1.203e-05
[6 empty] | 1.259e-05 | 1.259e-05
[6 empty] | 1.282e-05 | 1.282e-05
[6 empty] | 8.94e-06 | 8.94e-06
[6 empty] | 4.47e-06 | 4.47e-06
[6 empty] | 2.92e-06 | 2.92e-06
[6 empty] | 3.2e-06 | 3.2e-06
[6 empty] | 3.56e-06 | 3.56e-06
[6 empty] | 3.56e-06 | 3.56e-06
[6 empty] | 4.42e-06 | 4.42e-06
[6 empty] | 7.97e-06 | 7.97e-06
[6 empty] | 1.333e-05 | 1.333e-05
[6 empty] | 1.832e-05 | 1.72e-05
[6 empty] | 1.558e-05 | 1.558e-05
[6 empty] | 1.219e-05 | 1.219e-05
[6 empty] | 8.42e-06 | 8.42e-06
[6 empty] | 7.97e-06 | 7.97e-06
[6 empty] | 8.08e-06 | 8.08e-06
[6 empty] | 6.78e-06 | 6.78e-06
[6 empty] | 6.33e-06 | 6.33e-06
[6 empty] | 8.25e-06 | 8.25e-06
[6 empty] | 1.032e-05 | 1.032e-05
[6 empty] | 1.163e-05 | 1.163e-05
[6 empty] | 1.04e-05 | 1.04e-05
[6 empty] | 1.203e-05 | 1.203e-05
[6 empty] | 1.259e-05 | 1.259e-05
[6 empty] | 1.282e-05 | 1.282e-05
[6 empty] | 8.94e-06 | 8.94e-06
[6 empty] | 4.47e-06 | 4.47e-06
[6 empty] | 2.92e-06 | 2.92e-06
[6 empty] | 3.2e-06 | 3.2e-06
[6 empty] | 3.56e-06 | 3.56e-06
[6 empty] | 3.56e-06 | 3.56e-06
[6 empty] | 4.42e-06 | 4.42e-06
[6 empty] | 7.97e-06 | 7.97e-06
[6 empty] | 1.333e-05 | 1.333e-05
[6 empty] | 1.832e-05 | 1.72e-05
[6 empty] | 1.558e-05 | 1.558e-05
[6 empty] | 1.219e-05 | 1.219e-05
[6 empty] | 8.42e-06 | 8.42e-06
[6 empty] | 7.97e-06 | 7.97e-06
[6 empty] | 8.08e-06 | 8.08e-06
[6 empty] | 6.78e-06 | 6.78e-06
[6 empty] | 6.33e-06 | 6.33e-06
[6 empty] | 8.25e-06 | 8.25e-06
[6 empty] | 1.032e-05 | 1.032e-05
[6 empty] | 1.163e-05 | 1.163e-05
[6 empty] | 1.04e-05 | 1.04e-05
[6 empty] | 1.203e-05 | 1.203e-05
[6 empty] | 1.259e-05 | 1.259e-05
[6 empty] | 1.282e-05 | 1.282e-05
[6 empty] | 8.94e-06 | 8.94e-06
[6 empty] | 4.47e-06 | 4.47e-06
[6 empty] | 2.92e-06 | 2.92e-06
[6 empty] | 3.2e-06 | 3.2e-06
[6 empty] | 3.56e-06 | 3.56e-06
[6 empty] | 3.56e-06 | 3.56e-06
[6 empty] | 4.42e-06 | 4.42e-06
[6 empty] | 7.97e-06 | 7.97e-06
[6 empty] | 1.333e-05 | 1.333e-05
[6 empty] | 1.832e-05 | 1.72e-05
[6 empty] | 1.558e-05 | 1.558e-05
[6 empty] | 1.219e-05 | 1.219e-05
[6 empty] | 8.42e-06 | 8.42e-06
[6 empty] | 7.97e-06 | 7.97e-06
[6 empty] | 8.08e-06 | 8.08e-06
[6 empty] | 6.78e-06 | 6.78e-06
[6 empty] | 6.33e-06 | 6.33e-06
[6 empty] | 8.25e-06 | 8.25e-06
[6 empty] | 1.032e-05 | 1.032e-05
[6 empty] | 1.163e-05 | 1.163e-05
[6 empty] | 1.04e-05 | 1.04e-05
[6 empty] | 1.203e-05 | 1.203e-05
[6 empty] | 1.259e-05 | 1.259e-05
[6 empty] | 1.282e-05 | 1.282e-05
[6 empty] | 8.94e-06 | 8.94e-06
[6 empty] | 4.47e-06 | 4.47e-06
[6 empty] | 2.92e-06 | 2.92e-06
[6 empty] | 3.2e-06 | 3.2e-06
[6 empty] | 3.56e-06 | 3.56e-06
[6 empty] | 3.56e-06 | 3.56e-06
[6 empty] | 4.42e-06 | 4.42e-06
[6 empty] | 7.97e-06 | 7.97e-06
[6 empty] | 1.333e-05 | 1.333e-05
[6 empty] | 1.832e-05 | 1.72e-05
[6 empty] | 1.558e-05 | 1.558e-05
[6 empty] | 1.219e-05 | 1.219e-05
[6 empty] | 8.42e-06 | 8.42e-06
[6 empty] | 7.97e-06 | 7.97e-06
[6 empty] | 8.08e-06 | 8.08e-06
[6 empty] | 6.78e-06 | 6.78e-06
[6 empty] | 6.33e-06 | 6.33e-06
[6 empty] | 8.25e-06 | 8.25e-06
[6 empty] | 1.032e-05 | 1.032e-05
[6 empty] | 1.163e-05 | 1.163e-05
[6 empty] | 1.04e-05 | 1.04e-05
[6 empty] | 1.203e-05 | 1.203e-05
[6 empty] | 1.259e-05 | 1.259e-05
[6 empty] | 1.282e-05 | 1.282e-05
[6 empty] | 8.94e-06 | 8.94e-06
[6 empty] | 4.47e-06 | 4.47e-06
[6 empty] | 5.44e-06 | 5.44e-06
[6 empty] | 4.48e-06 | 4.48e-06
[6 empty] | 5.23e-06 | 5.23e-06
[6 empty] | 5.61e-06 | 5.61e-06
[6 empty] | 6.57e-06 | 6.57e-06
[6 empty] | 8.05e-06 | 8.05e-06
[6 empty] | 1.665e-05 | 1.665e-05
[6 empty] | 2.571e-05 | 1.72e-05
[6 empty] | 2.758e-05 | 1.72e-05
[6 empty] | 1.303e-05 | 1.303e-05
[6 empty] | 1.113e-05 | 1.113e-05
[6 empty] | 1.645e-05 | 1.645e-05
[6 empty] | 1.355e-05 | 1.355e-05
[6 empty] | 1.296e-05 | 1.296e-05
[6 empty] | 1.449e-05 | 1.449e-05
[6 empty] | 2.011e-05 | 1.72e-05
[6 empty] | 2.465e-05 | 1.72e-05
[6 empty] | 2.411e-05 | 1.72e-05
[6 empty] | 3.181e-05 | 1.72e-05
[6 empty] | 2.425e-05 | 1.72e-05
[6 empty] | 3.239e-05 | 1.72e-05
[6 empty] | 2.986e-05 | 1.72e-05
[6 empty] | 1.816e-05 | 1.72e-05
[6 empty] | 1.134e-05 | 1.134e-05
[6 empty] | 8.75e-06 | 8.75e-06
[6 empty] | 7.42e-06 | 7.42e-06
[6 empty] | 7.52e-06 | 7.52e-06
[6 empty] | 7.35e-06 | 7.35e-06
[6 empty] | 8.19e-06 | 8.19e-06
[6 empty] | 1.076e-05 | 1.076e-05
[6 empty] | 1.259e-05 | 1.259e-05
[6 empty] | 1.657e-05 | 1.657e-05
[6 empty] | 2.265e-05 | 1.72e-05
[6 empty] | 2.395e-05 | 1.72e-05
[6 empty] | 2.013e-05 | 1.72e-05
[6 empty] | 9.91e-06 | 9.91e-06
[6 empty] | 6.93e-06 | 6.93e-06
[6 empty] | 5.05e-06 | 5.05e-06
[6 empty] | 5.85e-06 | 5.85e-06
[6 empty] | 8.58e-06 | 8.58e-06
[6 empty] | 1.211e-05 | 1.211e-05
[6 empty] | 1.918e-05 | 1.72e-05
[6 empty] | 1.85e-05 | 1.72e-05
[6 empty] | 2.013e-05 | 1.72e-05
[6 empty] | 1.788e-05 | 1.72e-05
[6 empty] | 1.604e-05 | 1.604e-05
[6 empty] | 8.57e-06 | 8.57e-06
[6 empty] | 4.35e-06 | 4.35e-06
[6 empty] | 8.75e-06 | 8.75e-06
[6 empty] | 7.42e-06 | 7.42e-06
[6 empty] | 7.52e-06 | 7.52e-06
[6 empty] | 7.35e-06 | 7.35e-06
[6 empty] | 8.19e-06 | 8.19e-06
[6 empty] | 1.076e-05 | 1.076e-05
[6 empty] | 1.259e-05 | 1.259e-05
[6 empty] | 1.657e-05 | 1.657e-05
[6 empty] | 2.265e-05 | 1.72e-05
[6 empty] | 2.395e-05 | 1.72e-05
[6 empty] | 2.013e-05 | 1.72e-05
[6 empty] | 9.91e-06 | 9.91e-06
[6 empty] | 6.93e-06 | 6.93e-06
[6 empty] | 5.05e-06 | 5.05e-06
[6 empty] | 5.85e-06 | 5.85e-06
[6 empty] | 8.58e-06 | 8.58e-06
[6 empty] | 1.211e-05 | 1.211e-05
[6 empty] | 1.918e-05 | 1.72e-05
[6 empty] | 1.85e-05 | 1.72e-05
[6 empty] | 2.013e-05 | 1.72e-05
[6 empty] | 1.788e-05 | 1.72e-05
[6 empty] | 1.604e-05 | 1.604e-05
[6 empty] | 8.57e-06 | 8.57e-06
[6 empty] | 4.35e-06 | 4.35e-06
[6 empty] | 2.92e-06 | 2.92e-06
[6 empty] | 3.2e-06 | 3.2e-06
[6 empty] | 3.56e-06 | 3.56e-06
[6 empty] | 3.56e-06 | 3.56e-06
[6 empty] | 4.42e-06 | 4.42e-06
[6 empty] | 7.97e-06 | 7.97e-06
[6 empty] | 1.333e-05 | 1.333e-05
[6 empty] | 1.832e-05 | 1.72e-05
[6 empty] | 1.558e-05 | 1.558e-05
[6 empty] | 1.219e-05 | 1.219e-05
[6 empty] | 8.42e-06 | 8.42e-06
[6 empty] | 7.97e-06 | 7.97e-06
[6 empty] | 8.08e-06 | 8.08e-06
[6 empty] | 6.78e-06 | 6.78e-06
[6 empty] | 6.33e-06 | 6.33e-06
[6 empty] | 8.25e-06 | 8.25e-06
[6 empty] | 1.032e-05 | 1.032e-05
[6 empty] | 1.163e-05 | 1.163e-05
[6 empty] | 1.04e-05 | 1.04e-05
[6 empty] | 1.203e-05 | 1.203e-05
[6 empty] | 1.259e-05 | 1.259e-05
[6 empty] | 1.282e-05 | 1.282e-05
[6 empty] | 8.94e-06 | 8.94e-06
[6 empty] | 4.47e-06 | 4.47e-06
[6 empty] | 2.92e-06 | 2.92e-06
[6 empty] | 3.2e-06 | 3.2e-06
[6 empty] | 3.56e-06 | 3.56e-06
[6 empty] | 3.56e-06 | 3.56e-06
[6 empty] | 4.42e-06 | 4.42e-06
[6 empty] | 7.97e-06 | 7.97e-06
[6 empty] | 1.333e-05 | 1.333e-05
[6 empty] | 1.832e-05 | 1.72e-05
[6 empty] | 1.558e-05 | 1.558e-05
[6 empty] | 1.219e-05 | 1.219e-05
[6 empty] | 8.42e-06 | 8.42e-06
[6 empty] | 7.97e-06 | 7.97e-06
[6 empty] | 8.08e-06 | 8.08e-06
[6 empty] | 6.78e-06 | 6.78e-06
[6 empty] | 6.33e-06 | 6.33e-06
[6 empty] | 8.25e-06 | 8.25e-06
[6 empty] | 1.032e-05 | 1.032e-05
[6 empty] | 1.163e-05 | 1.163e-05
[6 empty] | 1.04e-05 | 1.04e-05
[6 empty] | 1.203e-05 | 1.203e-05
[6 empty] | 1.259e-05 | 1.259e-05
[6 empty] | 1.282e-05 | 1.282e-05
[6 empty] | 8.94e-06 | 8.94e-06
[6 empty] | 4.47e-06 | 4.47e-06
[6 empty] | 2.92e-06 | 2.92e-06
[6 empty] | 3.2e-06 | 3.2e-06
[6 empty] | 3.56e-06 | 3.56e-06
[6 empty] | 3.56e-06 | 3.56e-06
[6 empty] | 4.42e-06 | 4.42e-06
[6 empty] | 7.97e-06 | 7.97e-06
[6 empty] | 1.333e-05 | 1.333e-05
[6 empty] | 1.832e-05 | 1.72e-05
[6 empty] | 1.558e-05 | 1.558e-05
[6 empty] | 1.219e-05 | 1.219e-05
[6 empty] | 8.42e-06 | 8.42e-06
[6 empty] | 7.97e-06 | 7.97e-06
[6 empty] | 8.08e-06 | 8.08e-06
[6 empty] | 6.78e-06 | 6.78e-06
[6 empty] | 6.33e-06 | 6.33e-06
[6 empty] | 8.25e-06 | 8.25e-06
[6 empty] | 1.032e-05 | 1.032e-05
[6 empty] | 1.163e-05 | 1.163e-05
[6 empty] | 1.04e-05 | 1.04e-05
[6 empty] | 1.203e-05 | 1.203e-05
[6 empty] | 1.259e-05 | 1.259e-05
[6 empty] | 1.282e-05 | 1.282e-05
[6 empty] | 8.94e-06 | 8.94e-06
[6 empty] | 4.47e-06 | 4.47e-06
[6 empty] | 2.92e-06 | 2.92e-06
[6 empty] | 3.2e-06 | 3.2e-06
[6 empty] | 3.56e-06 | 3.56e-06
[6 empty] | 3.56e-06 | 3.56e-06
[6 empty] | 4.42e-06 | 4.42e-06
[6 empty] | 7.97e-06 | 7.97e-06
[6 empty] | 1.333e-05 | 1.333e-05
[6 empty] | 1.832e-05 | 1.72e-05
[6 empty] | 1.558e-05 | 1.558e-05
[6 empty] | 1.219e-05 | 1.219e-05
[6 empty] | 8.42e-06 | 8.42e-06
[6 empty] | 7.97e-06 | 7.97e-06
[6 empty] | 8.08e-06 | 8.08e-06
[6 empty] | 6.78e-06 | 6.78e-06
[6 empty] | 6.33e-06 | 6.33e-06
[6 empty] | 8.25e-06 | 8.25e-06
[6 empty] | 1.032e-05 | 1.032e-05
[6 empty] | 1.163e-05 | 1.163e-05
[6 empty] | 1.04e-05 | 1.04e-05
[6 empty] | 1.203e-05 | 1.203e-05
[6 empty] | 1.259e-05 | 1.259e-05
[6 empty] | 1.282e-05 | 1.282e-05
[6 empty] | 8.94e-06 | 8.94e-06
[6 empty] | 4.47e-06 | 4.47e-06
[6 empty] | 5.44e-06 | 5.44e-06
[6 empty] | 4.48e-06 | 4.48e-06
[6 empty] | 5.23e-06 | 5.23e-06
[6 empty] | 5.61e-06 | 5.61e-06
[6 empty] | 6.57e-06 | 6.57e-06
[6 empty] | 8.05e-06 | 8.05e-06
[6 empty] | 1.665e-05 | 1.665e-05
[6 empty] | 2.571e-05 | 1.72e-05
[6 empty] | 2.758e-05 | 1.72e-05
[6 empty] | 1.303e-05 | 1.303e-05
[6 empty] | 1.113e-05 | 1.113e-05
[6 empty] | 1.645e-05 | 1.645e-05
[6 empty] | 1.355e-05 | 1.355e-05
[6 empty] | 1.296e-05 | 1.296e-05
[6 empty] | 1.449e-05 | 1.449e-05
[6 empty] | 2.011e-05 | 1.72e-05
[6 empty] | 2.465e-05 | 1.72e-05
[6 empty] | 2.411e-05 | 1.72e-05
[6 empty] | 3.181e-05 | 1.72e-05
[6 empty] | 2.425e-05 | 1.72e-05
[6 empty] | 3.239e-05 | 1.72e-05
[6 empty] | 2.986e-05 | 1.72e-05
[6 empty] | 1.816e-05 | 1.72e-05
[6 empty] | 1.134e-05 | 1.134e-05
[6 empty] | 8.75e-06 | 8.75e-06
[6 empty] | 7.42e-06 | 7.42e-06
[6 empty] | 7.52e-06 | 7.52e-06
[6 empty] | 7.35e-06 | 7.35e-06
[6 empty] | 8.19e-06 | 8.19e-06
[6 empty] | 1.076e-05 | 1.076e-05
[6 empty] | 1.259e-05 | 1.259e-05
[6 empty] | 1.657e-05 | 1.657e-05
[6 empty] | 2.265e-05 | 1.72e-05
[6 empty] | 2.395e-05 | 1.72e-05
[6 empty] | 2.013e-05 | 1.72e-05
[6 empty] | 9.91e-06 | 9.91e-06
[6 empty] | 6.93e-06 | 6.93e-06
[6 empty] | 5.05e-06 | 5.05e-06
[6 empty] | 5.85e-06 | 5.85e-06
[6 empty] | 8.58e-06 | 8.58e-06
[6 empty] | 1.211e-05 | 1.211e-05
[6 empty] | 1.918e-05 | 1.72e-05
[6 empty] | 1.85e-05 | 1.72e-05
[6 empty] | 2.013e-05 | 1.72e-05
[6 empty] | 1.788e-05 | 1.72e-05
[6 empty] | 1.604e-05 | 1.604e-05
[6 empty] | 8.57e-06 | 8.57e-06
[6 empty] | 4.35e-06 | 4.35e-06
[6 empty] | 2.92e-06 | 2.92e-06
[6 empty] | 3.2e-06 | 3.2e-06
[6 empty] | 3.56e-06 | 3.56e-06
[6 empty] | 3.56e-06 | 3.56e-06
[6 empty] | 4.42e-06 | 4.42e-06
[6 empty] | 7.97e-06 | 7.97e-06
[6 empty] | 1.333e-05 | 1.333e-05
[6 empty] | 1.832e-05 | 1.72e-05
[6 empty] | 1.558e-05 | 1.558e-05
[6 empty] | 1.219e-05 | 1.219e-05
[6 empty] | 8.42e-06 | 8.42e-06
[6 empty] | 7.97e-06 | 7.97e-06
[6 empty] | 8.08e-06 | 8.08e-06
[6 empty] | 6.78e-06 | 6.78e-06
[6 empty] | 6.33e-06 | 6.33e-06
[6 empty] | 8.25e-06 | 8.25e-06
[6 empty] | 1.032e-05 | 1.032e-05
[6 empty] | 1.163e-05 | 1.163e-05
[6 empty] | 1.04e-05 | 1.04e-05
[6 empty] | 1.203e-05 | 1.203e-05
[6 empty] | 1.259e-05 | 1.259e-05
[6 empty] | 1.282e-05 | 1.282e-05
[6 empty] | 8.94e-06 | 8.94e-06
[6 empty] | 4.47e-06 | 4.47e-06
[6 empty] | 2.92e-06 | 2.92e-06
[6 empty] | 3.2e-06 | 3.2e-06
[6 empty] | 3.56e-06 | 3.56e-06
[6 empty] | 3.56e-06 | 3.56e-06
[6 empty] | 4.42e-06 | 4.42e-06
[6 empty] | 7.97e-06 | 7.97e-06
[6 empty] | 1.333e-05 | 1.333e-05
[6 empty] | 1.832e-05 | 1.72e-05
[6 empty] | 1.558e-05 | 1.558e-05
[6 empty] | 1.219e-05 | 1.219e-05
[6 empty] | 8.42e-06 | 8.42e-06
[6 empty] | 7.97e-06 | 7.97e-06
[6 empty] | 8.08e-06 | 8.08e-06
[6 empty] | 6.78e-06 | 6.78e-06
[6 empty] | 6.33e-06 | 6.33e-06
[6 empty] | 8.25e-06 | 8.25e-06
[6 empty] | 1.032e-05 | 1.032e-05
[6 empty] | 1.163e-05 | 1.163e-05
[6 empty] | 1.04e-05 | 1.04e-05
[6 empty] | 1.203e-05 | 1.203e-05
[6 empty] | 1.259e-05 | 1.259e-05
[6 empty] | 1.282e-05 | 1.282e-05
[6 empty] | 8.94e-06 | 8.94e-06
[6 empty] | 4.47e-06 | 4.47e-06
[6 empty] | 2.92e-06 | 2.92e-06
[6 empty] | 3.2e-06 | 3.2e-06
[6 empty] | 3.56e-06 | 3.56e-06
[6 empty] | 3.56e-06 | 3.56e-06
[6 empty] | 4.42e-06 | 4.42e-06
[6 empty] | 7.97e-06 | 7.97e-06
[6 empty] | 1.333e-05 | 1.333e-05
[6 empty] | 1.832e-05 | 1.72e-05
[6 empty] | 1.558e-05 | 1.558e-05
[6 empty] | 1.219e-05 | 1.219e-05
[6 empty] | 8.42e-06 | 8.42e-06
[6 empty] | 7.97e-06 | 7.97e-06
[6 empty] | 8.08e-06 | 8.08e-06
[6 empty] | 6.78e-06 | 6.78e-06
[6 empty] | 6.33e-06 | 6.33e-06
[6 empty] | 8.25e-06 | 8.25e-06
[6 empty] | 1.032e-05 | 1.032e-05
[6 empty] | 1.163e-05 | 1.163e-05
[6 empty] | 1.04e-05 | 1.04e-05
[6 empty] | 1.203e-05 | 1.203e-05
[6 empty] | 1.259e-05 | 1.259e-05
[6 empty] | 1.282e-05 | 1.282e-05
[6 empty] | 8.94e-06 | 8.94e-06
[6 empty] | 4.47e-06 | 4.47e-06
[6 empty] | 2.92e-06 | 2.92e-06
[6 empty] | 3.2e-06 | 3.2e-06
[6 empty] | 3.56e-06 | 3.56e-06
[6 empty] | 3.56e-06 | 3.56e-06
[6 empty] | 4.42e-06 | 4.42e-06
[6 empty] | 7.97e-06 | 7.97e-06
[6 empty] | 1.333e-05 | 1.333e-05
[6 empty] | 1.832e-05 | 1.72e-05
[6 empty] | 1.558e-05 | 1.558e-05
[6 empty] | 1.219e-05 | 1.219e-05
[6 empty] | 8.42e-06 | 8.42e-06
[6 empty] | 7.97e-06 | 7.97e-06
[6 empty] | 8.08e-06 | 8.08e-06
[6 empty] | 6.78e-06 | 6.78e-06
[6 empty] | 6.33e-06 | 6.33e-06
[6 empty] | 8.25e-06 | 8.25e-06
[6 empty] | 1.032e-05 | 1.032e-05
[6 empty] | 1.163e-05 | 1.163e-05
[6 empty] | 1.04e-05 | 1.04e-05
[6 empty] | 1.203e-05 | 1.203e-05
[6 empty] | 1.259e-05 | 1.259e-05
[6 empty] | 1.282e-05 | 1.282e-05
[6 empty] | 8.94e-06 | 8.94e-06
[6 empty] | 4.47e-06 | 4.47e-06
[6 empty] | 2.92e-06 | 2.92e-06
[6 empty] | 3.2e-06 | 3.2e-06
[6 empty] | 3.56e-06 | 3.56e-06
[6 empty] | 3.56e-06 | 3.56e-06
[6 empty] | 4.42e-06 | 4.42e-06
[6 empty] | 7.97e-06 | 7.97e-06
[6 empty] | 1.333e-05 | 1.333e-05
[6 empty] | 1.832e-05 | 1.72e-05
[6 empty] | 1.558e-05 | 1.558e-05
[6 empty] | 1.219e-05 | 1.219e-05
[6 empty] | 8.42e-06 | 8.42e-06
[6 empty] | 7.97e-06 | 7.97e-06
[6 empty] | 8.08e-06 | 8.08e-06
[6 empty] | 6.78e-06 | 6.78e-06
[6 empty] | 6.33e-06 | 6.33e-06
[6 empty] | 8.25e-06 | 8.25e-06
[6 empty] | 1.032e-05 | 1.032e-05
[6 empty] | 1.163e-05 | 1.163e-05
[6 empty] | 1.04e-05 | 1.04e-05
[6 empty] | 1.203e-05 | 1.203e-05
[6 empty] | 1.259e-05 | 1.259e-05
[6 empty] | 1.282e-05 | 1.282e-05
[6 empty] | 8.94e-06 | 8.94e-06
[6 empty] | 4.47e-06 | 4.47e-06
[6 empty] | 5.44e-06 | 5.44e-06
[6 empty] | 4.48e-06 | 4.48e-06
[6 empty] | 5.23e-06 | 5.23e-06
[6 empty] | 5.61e-06 | 5.61e-06
[6 empty] | 6.57e-06 | 6.57e-06
[6 empty] | 8.05e-06 | 8.05e-06
[6 empty] | 1.665e-05 | 1.665e-05
[6 empty] | 2.571e-05 | 1.72e-05
[6 empty] | 2.758e-05 | 1.72e-05
[6 empty] | 1.303e-05 | 1.303e-05
[6 empty] | 1.113e-05 | 1.113e-05
[6 empty] | 1.645e-05 | 1.645e-05
[6 empty] | 1.355e-05 | 1.355e-05
[6 empty] | 1.296e-05 | 1.296e-05
[6 empty] | 1.449e-05 | 1.449e-05
[6 empty] | 2.011e-05 | 1.72e-05
[6 empty] | 2.465e-05 | 1.72e-05
[6 empty] | 2.411e-05 | 1.72e-05
[6 empty] | 3.181e-05 | 1.72e-05
[6 empty] | 2.425e-05 | 1.72e-05
[6 empty] | 3.239e-05 | 1.72e-05
[6 empty] | 2.986e-05 | 1.72e-05
[6 empty] | 1.816e-05 | 1.72e-05
[6 empty] | 1.134e-05 | 1.134e-05
[6 empty] | 8.75e-06 | 8.75e-06
[6 empty] | 7.42e-06 | 7.42e-06
[6 empty] | 7.52e-06 | 7.52e-06
[6 empty] | 7.35e-06 | 7.35e-06
[6 empty] | 8.19e-06 | 8.19e-06
[6 empty] | 1.076e-05 | 1.076e-05
[6 empty] | 1.259e-05 | 1.259e-05
[6 empty] | 1.657e-05 | 1.657e-05
[6 empty] | 2.265e-05 | 1.72e-05
[6 empty] | 2.395e-05 | 1.72e-05
[6 empty] | 2.013e-05 | 1.72e-05
[6 empty] | 9.91e-06 | 9.91e-06
[6 empty] | 6.93e-06 | 6.93e-06
[6 empty] | 5.05e-06 | 5.05e-06
[6 empty] | 5.85e-06 | 5.85e-06
[6 empty] | 8.58e-06 | 8.58e-06
[6 empty] | 1.211e-05 | 1.211e-05
[6 empty] | 1.918e-05 | 1.72e-05
[6 empty] | 1.85e-05 | 1.72e-05
[6 empty] | 2.013e-05 | 1.72e-05
[6 empty] | 1.788e-05 | 1.72e-05
[6 empty] | 1.604e-05 | 1.604e-05
[6 empty] | 8.57e-06 | 8.57e-06
[6 empty] | 4.35e-06 | 4.35e-06
[6 empty] | 2.92e-06 | 2.92e-06
[6 empty] | 3.2e-06 | 3.2e-06
[6 empty] | 3.56e-06 | 3.56e-06
[6 empty] | 3.56e-06 | 3.56e-06
[6 empty] | 4.42e-06 | 4.42e-06
[6 empty] | 7.97e-06 | 7.97e-06
[6 empty] | 1.333e-05 | 1.333e-05
[6 empty] | 1.832e-05 | 1.72e-05
[6 empty] | 1.558e-05 | 1.558e-05
[6 empty] | 1.219e-05 | 1.219e-05
[6 empty] | 8.42e-06 | 8.42e-06
[6 empty] | 7.97e-06 | 7.97e-06
[6 empty] | 8.08e-06 | 8.08e-06
[6 empty] | 6.78e-06 | 6.78e-06
[6 empty] | 6.33e-06 | 6.33e-06
[6 empty] | 8.25e-06 | 8.25e-06
[6 empty] | 1.032e-05 | 1.032e-05
[6 empty] | 1.163e-05 | 1.163e-05
[6 empty] | 1.04e-05 | 1.04e-05
[6 empty] | 1.203e-05 | 1.203e-05
[6 empty] | 1.259e-05 | 1.259e-05
[6 empty] | 1.282e-05 | 1.282e-05
[6 empty] | 8.94e-06 | 8.94e-06
[6 empty] | 4.47e-06 | 4.47e-06
[6 empty] | 2.92e-06 | 2.92e-06
[6 empty] | 3.2e-06 | 3.2e-06
[6 empty] | 3.56e-06 | 3.56e-06
[6 empty] | 3.56e-06 | 3.56e-06
[6 empty] | 4.42e-06 | 4.42e-06
[6 empty] | 7.97e-06 | 7.97e-06
[6 empty] | 1.333e-05 | 1.333e-05
[6 empty] | 1.832e-05 | 1.72e-05
[6 empty] | 1.558e-05 | 1.558e-05
[6 empty] | 1.219e-05 | 1.219e-05
[6 empty] | 8.42e-06 | 8.42e-06
[6 empty] | 7.97e-06 | 7.97e-06
[6 empty] | 8.08e-06 | 8.08e-06
[6 empty] | 6.78e-06 | 6.78e-06
[6 empty] | 6.33e-06 | 6.33e-06
[6 empty] | 8.25e-06 | 8.25e-06
[6 empty] | 1.032e-05 | 1.032e-05
[6 empty] | 1.163e-05 | 1.163e-05
[6 empty] | 1.04e-05 | 1.04e-05
[6 empty] | 1.203e-05 | 1.203e-05
[6 empty] | 1.259e-05 | 1.259e-05
[6 empty] | 1.282e-05 | 1.282e-05
[6 empty] | 8.94e-06 | 8.94e-06
[6 empty] | 4.47e-06 | 4.47e-06
[6 empty] | 2.92e-06 | 2.92e-06
[6 empty] | 3.2e-06 | 3.2e-06
[6 empty] | 3.56e-06 | 3.56e-06
[6 empty] | 3.56e-06 | 3.56e-06
[6 empty] | 4.42e-06 | 4.42e-06
[6 empty] | 7.97e-06 | 7.97e-06
[6 empty] | 1.333e-05 | 1.333e-05
[6 empty] | 1.832e-05 | 1.72e-05
[6 empty] | 1.558e-05 | 1.558e-05
[6 empty] | 1.219e-05 | 1.219e-05
[6 empty] | 8.42e-06 | 8.42e-06
[6 empty] | 7.97e-06 | 7.97e-06
[6 empty] | 8.08e-06 | 8.08e-06
[6 empty] | 6.78e-06 | 6.78e-06
[6 empty] | 6.33e-06 | 6.33e-06
[6 empty] | 8.25e-06 | 8.25e-06
[6 empty] | 1.032e-05 | 1.032e-05
[6 empty] | 1.163e-05 | 1.163e-05
[6 empty] | 1.04e-05 | 1.04e-05
[6 empty] | 1.203e-05 | 1.203e-05
[6 empty] | 1.259e-05 | 1.259e-05
[6 empty] | 1.282e-05 | 1.282e-05
[6 empty] | 8.94e-06 | 8.94e-06
[6 empty] | 4.47e-06 | 4.47e-06
[6 empty] | 2.92e-06 | 2.92e-06
[6 empty] | 3.2e-06 | 3.2e-06
[6 empty] | 3.56e-06 | 3.56e-06
[6 empty] | 3.56e-06 | 3.56e-06
[6 empty] | 4.42e-06 | 4.42e-06
[6 empty] | 7.97e-06 | 7.97e-06
[6 empty] | 1.333e-05 | 1.333e-05
[6 empty] | 1.832e-05 | 1.72e-05
[6 empty] | 1.558e-05 | 1.558e-05
[6 empty] | 1.219e-05 | 1.219e-05
[6 empty] | 8.42e-06 | 8.42e-06
[6 empty] | 7.97e-06 | 7.97e-06
[6 empty] | 8.08e-06 | 8.08e-06
[6 empty] | 6.78e-06 | 6.78e-06
[6 empty] | 6.33e-06 | 6.33e-06
[6 empty] | 8.25e-06 | 8.25e-06
[6 empty] | 1.032e-05 | 1.032e-05
[6 empty] | 1.163e-05 | 1.163e-05
[6 empty] | 1.04e-05 | 1.04e-05
[6 empty] | 1.203e-05 | 1.203e-05
[6 empty] | 1.259e-05 | 1.259e-05
[6 empty] | 1.282e-05 | 1.282e-05
[6 empty] | 8.94e-06 | 8.94e-06
[6 empty] | 4.47e-06 | 4.47e-06
[6 empty] | 2.92e-06 | 2.92e-06
[6 empty] | 3.2e-06 | 3.2e-06
[6 empty] | 3.56e-06 | 3.56e-06
[6 empty] | 3.56e-06 | 3.56e-06
[6 empty] | 4.42e-06 | 4.42e-06
[6 empty] | 7.97e-06 | 7.97e-06
[6 empty] | 1.333e-05 | 1.333e-05
[6 empty] | 1.832e-05 | 1.72e-05
[6 empty] | 1.558e-05 | 1.558e-05
[6 empty] | 1.219e-05 | 1.219e-05
[6 empty] | 8.42e-06 | 8.42e-06
[6 empty] | 7.97e-06 | 7.97e-06
[6 empty] | 8.08e-06 | 8.08e-06
[6 empty] | 6.78e-06 | 6.78e-06
[6 empty] | 6.33e-06 | 6.33e-06
[6 empty] | 8.25e-06 | 8.25e-06
[6 empty] | 1.032e-05 | 1.032e-05
[6 empty] | 1.163e-05 | 1.163e-05
[6 empty] | 1.04e-05 | 1.04e-05
[6 empty] | 1.203e-05 | 1.203e-05
[6 empty] | 1.259e-05 | 1.259e-05
[6 empty] | 1.282e-05 | 1.282e-05
[6 empty] | 8.94e-06 | 8.94e-06
[6 empty] | 4.47e-06 | 4.47e-06
[6 empty] | 5.44e-06 | 5.44e-06
[6 empty] | 4.48e-06 | 4.48e-06
[6 empty] | 5.23e-06 | 5.23e-06
[6 empty] | 5.61e-06 | 5.61e-06
[6 empty] | 6.57e-06 | 6.57e-06
[6 empty] | 8.05e-06 | 8.05e-06
[6 empty] | 1.665e-05 | 1.665e-05
[6 empty] | 2.571e-05 | 1.72e-05
[6 empty] | 2.758e-05 | 1.72e-05
[6 empty] | 1.303e-05 | 1.303e-05
[6 empty] | 1.113e-05 | 1.113e-05
[6 empty] | 1.645e-05 | 1.645e-05
[6 empty] | 1.355e-05 | 1.355e-05
[6 empty] | 1.296e-05 | 1.296e-05
[6 empty] | 1.449e-05 | 1.449e-05
[6 empty] | 2.011e-05 | 1.72e-05
[6 empty] | 2.465e-05 | 1.72e-05
[6 empty] | 2.411e-05 | 1.72e-05
[6 empty] | 3.181e-05 | 1.72e-05
[6 empty] | 2.425e-05 | 1.72e-05
[6 empty] | 3.239e-05 | 1.72e-05
[6 empty] | 2.986e-05 | 1.72e-05
[6 empty] | 1.816e-05 | 1.72e-05
[6 empty] | 1.134e-05 | 1.134e-05
[6 empty] | 8.75e-06 | 8.75e-06
[6 empty] | 7.42e-06 | 7.42e-06
[6 empty] | 7.52e-06 | 7.52e-06
[6 empty] | 7.35e-06 | 7.35e-06
[6 empty] | 8.19e-06 | 8.19e-06
[6 empty] | 1.076e-05 | 1.076e-05
[6 empty] | 1.259e-05 | 1.259e-05
[6 empty] | 1.657e-05 | 1.657e-05
[6 empty] | 2.265e-05 | 1.72e-05
[6 empty] | 2.395e-05 | 1.72e-05
[6 empty] | 2.013e-05 | 1.72e-05
[6 empty] | 9.91e-06 | 9.91e-06
[6 empty] | 6.93e-06 | 6.93e-06
[6 empty] | 5.05e-06 | 5.05e-06
[6 empty] | 5.85e-06 | 5.85e-06
[6 empty] | 8.58e-06 | 8.58e-06
[6 empty] | 1.211e-05 | 1.211e-05
[6 empty] | 1.918e-05 | 1.72e-05
[6 empty] | 1.85e-05 | 1.72e-05
[6 empty] | 2.013e-05 | 1.72e-05
[6 empty] | 1.788e-05 | 1.72e-05
[6 empty] | 1.604e-05 | 1.604e-05
[6 empty] | 8.57e-06 | 8.57e-06
[6 empty] | 4.35e-06 | 4.35e-06
[6 empty] | 2.92e-06 | 2.92e-06
[6 empty] | 3.2e-06 | 3.2e-06
[6 empty] | 3.56e-06 | 3.56e-06
[6 empty] | 3.56e-06 | 3.56e-06
[6 empty] | 4.42e-06 | 4.42e-06
[6 empty] | 7.97e-06 | 7.97e-06
[6 empty] | 1.333e-05 | 1.333e-05
[6 empty] | 1.832e-05 | 1.72e-05
[6 empty] | 1.558e-05 | 1.558e-05
[6 empty] | 1.219e-05 | 1.219e-05
[6 empty] | 8.42e-06 | 8.42e-06
[6 empty] | 7.97e-06 | 7.97e-06
[6 empty] | 8.08e-06 | 8.08e-06
[6 empty] | 6.78e-06 | 6.78e-06
[6 empty] | 6.33e-06 | 6.33e-06
[6 empty] | 8.25e-06 | 8.25e-06
[6 empty] | 1.032e-05 | 1.032e-05
[6 empty] | 1.163e-05 | 1.163e-05
[6 empty] | 1.04e-05 | 1.04e-05
[6 empty] | 1.203e-05 | 1.203e-05
[6 empty] | 1.259e-05 | 1.259e-05
[6 empty] | 1.282e-05 | 1.282e-05
[6 empty] | 8.94e-06 | 8.94e-06
[6 empty] | 4.47e-06 | 4.47e-06
[6 empty] | 2.92e-06 | 2.92e-06
[6 empty] | 3.2e-06 | 3.2e-06
[6 empty] | 3.56e-06 | 3.56e-06
[6 empty] | 3.56e-06 | 3.56e-06
[6 empty] | 4.42e-06 | 4.42e-06
[6 empty] | 7.97e-06 | 7.97e-06
[6 empty] | 1.333e-05 | 1.333e-05
[6 empty] | 1.832e-05 | 1.72e-05
[6 empty] | 1.558e-05 | 1.558e-05
[6 empty] | 1.219e-05 | 1.219e-05
[6 empty] | 8.42e-06 | 8.42e-06
[6 empty] | 7.97e-06 | 7.97e-06
[6 empty] | 8.08e-06 | 8.08e-06
[6 empty] | 6.78e-06 | 6.78e-06
[6 empty] | 6.33e-06 | 6.33e-06
[6 empty] | 8.25e-06 | 8.25e-06
[6 empty] | 1.032e-05 | 1.032e-05
[6 empty] | 1.163e-05 | 1.163e-05
[6 empty] | 1.04e-05 | 1.04e-05
[6 empty] | 1.203e-05 | 1.203e-05
[6 empty] | 1.259e-05 | 1.259e-05
[6 empty] | 1.282e-05 | 1.282e-05
[6 empty] | 8.94e-06 | 8.94e-06
[6 empty] | 4.47e-06 | 4.47e-06
[6 empty] | 2.92e-06 | 2.92e-06
[6 empty] | 3.2e-06 | 3.2e-06
[6 empty] | 3.56e-06 | 3.56e-06
[6 empty] | 3.56e-06 | 3.56e-06
[6 empty] | 4.42e-06 | 4.42e-06
[6 empty] | 7.97e-06 | 7.97e-06
[6 empty] | 1.333e-05 | 1.333e-05
[6 empty] | 1.832e-05 | 1.72e-05
[6 empty] | 1.558e-05 | 1.558e-05
[6 empty] | 1.219e-05 | 1.219e-05
[6 empty] | 8.42e-06 | 8.42e-06
[6 empty] | 7.97e-06 | 7.97e-06
[6 empty] | 8.08e-06 | 8.08e-06
[6 empty] | 6.78e-06 | 6.78e-06
[6 empty] | 6.33e-06 | 6.33e-06
[6 empty] | 8.25e-06 | 8.25e-06
[6 empty] | 1.032e-05 | 1.032e-05
[6 empty] | 1.163e-05 | 1.163e-05
[6 empty] | 1.04e-05 | 1.04e-05
[6 empty] | 1.203e-05 | 1.203e-05
[6 empty] | 1.259e-05 | 1.259e-05
[6 empty] | 1.282e-05 | 1.282e-05
[6 empty] | 8.94e-06 | 8.94e-06
[6 empty] | 4.47e-06 | 4.47e-06
[6 empty] | 2.92e-06 | 2.92e-06
[6 empty] | 3.2e-06 | 3.2e-06
[6 empty] | 3.56e-06 | 3.56e-06
[6 empty] | 3.56e-06 | 3.56e-06
[6 empty] | 4.42e-06 | 4.42e-06
[6 empty] | 7.97e-06 | 7.97e-06
[6 empty] | 1.333e-05 | 1.333e-05
[6 empty] | 1.832e-05 | 1.72e-05
[6 empty] | 1.558e-05 | 1.558e-05
[6 empty] | 1.219e-05 | 1.219e-05
[6 empty] | 8.42e-06 | 8.42e-06
[6 empty] | 7.97e-06 | 7.97e-06
[6 empty] | 8.08e-06 | 8.08e-06
[6 empty] | 6.78e-06 | 6.78e-06
[6 empty] | 6.33e-06 | 6.33e-06
[6 empty] | 8.25e-06 | 8.25e-06
[6 empty] | 1.032e-05 | 1.032e-05
[6 empty] | 1.163e-05 | 1.163e-05
[6 empty] | 1.04e-05 | 1.04e-05
[6 empty] | 1.203e-05 | 1.203e-05
[6 empty] | 1.259e-05 | 1.259e-05
[6 empty] | 1.282e-05 | 1.282e-05
[6 empty] | 8.94e-06 | 8.94e-06
[6 empty] | 4.47e-06 | 4.47e-06
[6 empty] | 2.92e-06 | 2.92e-06
[6 empty] | 3.2e-06 | 3.2e-06
[6 empty] | 3.56e-06 | 3.56e-06
[6 empty] | 3.56e-06 | 3.56e-06
[6 empty] | 4.42e-06 | 4.42e-06
[6 empty] | 7.97e-06 | 7.97e-06
[6 empty] | 1.333e-05 | 1.333e-05
[6 empty] | 1.832e-05 | 1.72e-05
[6 empty] | 1.558e-05 | 1.558e-05
[6 empty] | 1.219e-05 | 1.219e-05
[6 empty] | 8.42e-06 | 8.42e-06
[6 empty] | 7.97e-06 | 7.97e-06
[6 empty] | 8.08e-06 | 8.08e-06
[6 empty] | 6.78e-06 | 6.78e-06
[6 empty] | 6.33e-06 | 6.33e-06
[6 empty] | 8.25e-06 | 8.25e-06
[6 empty] | 1.032e-05 | 1.032e-05
[6 empty] | 1.163e-05 | 1.163e-05
[6 empty] | 1.04e-05 | 1.04e-05
[6 empty] | 1.203e-05 | 1.203e-05
[6 empty] | 1.259e-05 | 1.259e-05
[6 empty] | 1.282e-05 | 1.282e-05
[6 empty] | 8.94e-06 | 8.94e-06
[6 empty] | 4.47e-06 | 4.47e-06
[6 empty] | 5.44e-06 | 5.44e-06
[6 empty] | 4.48e-06 | 4.48e-06
[6 empty] | 5.23e-06 | 5.23e-06
[6 empty] | 5.61e-06 | 5.61e-06
[6 empty] | 6.57e-06 | 6.57e-06
[6 empty] | 8.05e-06 | 8.05e-06
[6 empty] | 1.665e-05 | 1.665e-05
[6 empty] | 2.571e-05 | 1.72e-05
[6 empty] | 2.758e-05 | 1.72e-05
[6 empty] | 1.303e-05 | 1.303e-05
[6 empty] | 1.113e-05 | 1.113e-05
[6 empty] | 1.645e-05 | 1.645e-05
[6 empty] | 1.355e-05 | 1.355e-05
[6 empty] | 1.296e-05 | 1.296e-05
[6 empty] | 1.449e-05 | 1.449e-05
[6 empty] | 2.011e-05 | 1.72e-05
[6 empty] | 2.465e-05 | 1.72e-05
[6 empty] | 2.411e-05 | 1.72e-05
[6 empty] | 3.181e-05 | 1.72e-05
[6 empty] | 2.425e-05 | 1.72e-05
[6 empty] | 3.239e-05 | 1.72e-05
[6 empty] | 2.986e-05 | 1.72e-05
[6 empty] | 1.816e-05 | 1.72e-05
[6 empty] | 1.134e-05 | 1.134e-05
[6 empty] | 8.75e-06 | 8.75e-06
[6 empty] | 7.42e-06 | 7.42e-06
[6 empty] | 7.52e-06 | 7.52e-06
[6 empty] | 7.35e-06 | 7.35e-06
[6 empty] | 8.19e-06 | 8.19e-06
[6 empty] | 1.076e-05 | 1.076e-05
[6 empty] | 1.259e-05 | 1.259e-05
[6 empty] | 1.657e-05 | 1.657e-05
[6 empty] | 2.265e-05 | 1.72e-05
[6 empty] | 2.395e-05 | 1.72e-05
[6 empty] | 2.013e-05 | 1.72e-05
[6 empty] | 9.91e-06 | 9.91e-06
[6 empty] | 6.93e-06 | 6.93e-06
[6 empty] | 5.05e-06 | 5.05e-06
[6 empty] | 5.85e-06 | 5.85e-06
[6 empty] | 8.58e-06 | 8.58e-06
[6 empty] | 1.211e-05 | 1.211e-05
[6 empty] | 1.918e-05 | 1.72e-05
[6 empty] | 1.85e-05 | 1.72e-05
[6 empty] | 2.013e-05 | 1.72e-05
[6 empty] | 1.788e-05 | 1.72e-05
[6 empty] | 1.604e-05 | 1.604e-05
[6 empty] | 8.57e-06 | 8.57e-06
[6 empty] | 4.35e-06 | 4.35e-06
[6 empty] | 2.92e-06 | 2.92e-06
[6 empty] | 3.2e-06 | 3.2e-06
[6 empty] | 3.56e-06 | 3.56e-06
[6 empty] | 3.56e-06 | 3.56e-06
[6 empty] | 4.42e-06 | 4.42e-06
[6 empty] | 7.97e-06 | 7.97e-06
[6 empty] | 1.333e-05 | 1.333e-05
[6 empty] | 1.832e-05 | 1.72e-05
[6 empty] | 1.558e-05 | 1.558e-05
[6 empty] | 1.219e-05 | 1.219e-05
[6 empty] | 8.42e-06 | 8.42e-06
[6 empty] | 7.97e-06 | 7.97e-06
[6 empty] | 8.08e-06 | 8.08e-06
[6 empty] | 6.78e-06 | 6.78e-06
[6 empty] | 6.33e-06 | 6.33e-06
[6 empty] | 8.25e-06 | 8.25e-06
[6 empty] | 1.032e-05 | 1.032e-05
[6 empty] | 1.163e-05 | 1.163e-05
[6 empty] | 1.04e-05 | 1.04e-05
[6 empty] | 1.203e-05 | 1.203e-05
[6 empty] | 1.259e-05 | 1.259e-05
[6 empty] | 1.282e-05 | 1.282e-05
[6 empty] | 8.94e-06 | 8.94e-06
[6 empty] | 4.47e-06 | 4.47e-06
[6 empty] | 2.92e-06 | 2.92e-06
[6 empty] | 3.2e-06 | 3.2e-06
[6 empty] | 3.56e-06 | 3.56e-06
[6 empty] | 3.56e-06 | 3.56e-06
[6 empty] | 4.42e-06 | 4.42e-06
[6 empty] | 7.97e-06 | 7.97e-06
[6 empty] | 1.333e-05 | 1.333e-05
[6 empty] | 1.832e-05 | 1.72e-05
[6 empty] | 1.558e-05 | 1.558e-05
[6 empty] | 1.219e-05 | 1.219e-05
[6 empty] | 8.42e-06 | 8.42e-06
[6 empty] | 7.97e-06 | 7.97e-06
[6 empty] | 8.08e-06 | 8.08e-06
[6 empty] | 6.78e-06 | 6.78e-06
[6 empty] | 6.33e-06 | 6.33e-06
[6 empty] | 8.25e-06 | 8.25e-06
[6 empty] | 1.032e-05 | 1.032e-05
[6 empty] | 1.163e-05 | 1.163e-05
[6 empty] | 1.04e-05 | 1.04e-05
[6 empty] | 1.203e-05 | 1.203e-05
[6 empty] | 1.259e-05 | 1.259e-05
[6 empty] | 1.282e-05 | 1.282e-05
[6 empty] | 8.94e-06 | 8.94e-06
[6 empty] | 4.47e-06 | 4.47e-06
[6 empty] | 2.92e-06 | 2.92e-06
[6 empty] | 3.2e-06 | 3.2e-06
[6 empty] | 3.56e-06 | 3.56e-06
[6 empty] | 3.56e-06 | 3.56e-06
[6 empty] | 4.42e-06 | 4.42e-06
[6 empty] | 7.97e-06 | 7.97e-06
[6 empty] | 1.333e-05 | 1.333e-05
[6 empty] | 1.832e-05 | 1.72e-05
[6 empty] | 1.558e-05 | 1.558e-05
[6 empty] | 1.219e-05 | 1.219e-05
[6 empty] | 8.42e-06 | 8.42e-06
[6 empty] | 7.97e-06 | 7.97e-06
[6 empty] | 8.08e-06 | 8.08e-06
[6 empty] | 6.78e-06 | 6.78e-06
[6 empty] | 6.33e-06 | 6.33e-06
[6 empty] | 8.25e-06 | 8.25e-06
[6 empty] | 1.032e-05 | 1.032e-05
[6 empty] | 1.163e-05 | 1.163e-05
[6 empty] | 1.04e-05 | 1.04e-05
[6 empty] | 1.203e-05 | 1.203e-05
[6 empty] | 1.259e-05 | 1.259e-05
[6 empty] | 1.282e-05 | 1.282e-05
[6 empty] | 8.94e-06 | 8.94e-06
[6 empty] | 4.47e-06 | 4.47e-06
[6 empty] | 2.92e-06 | 2.92e-06
[6 empty] | 3.2e-06 | 3.2e-06
[6 empty] | 3.56e-06 | 3.56e-06
[6 empty] | 3.56e-06 | 3.56e-06
[6 empty] | 4.42e-06 | 4.42e-06
[6 empty] | 7.97e-06 | 7.97e-06
[6 empty] | 1.333e-05 | 1.333e-05
[6 empty] | 1.832e-05 | 1.72e-05
[6 empty] | 1.558e-05 | 1.558e-05
[6 empty] | 1.219e-05 | 1.219e-05
[6 empty] | 8.42e-06 | 8.42e-06
[6 empty] | 7.97e-06 | 7.97e-06
[6 empty] | 8.08e-06 | 8.08e-06
[6 empty] | 6.78e-06 | 6.78e-06
[6 empty] | 6.33e-06 | 6.33e-06
[6 empty] | 8.25e-06 | 8.25e-06
[6 empty] | 1.032e-05 | 1.032e-05
[6 empty] | 1.163e-05 | 1.163e-05
[6 empty] | 1.04e-05 | 1.04e-05
[6 empty] | 1.203e-05 | 1.203e-05
[6 empty] | 1.259e-05 | 1.259e-05
[6 empty] | 1.282e-05 | 1.282e-05
[6 empty] | 8.94e-06 | 8.94e-06
[6 empty] | 4.47e-06 | 4.47e-06
[6 empty] | 2.92e-06 | 2.92e-06
[6 empty] | 3.2e-06 | 3.2e-06
[6 empty] | 3.56e-06 | 3.56e-06
[6 empty] | 3.56e-06 | 3.56e-06
[6 empty] | 4.42e-06 | 4.42e-06
[6 empty] | 7.97e-06 | 7.97e-06
[6 empty] | 1.333e-05 | 1.333e-05
[6 empty] | 1.832e-05 | 1.72e-05
[6 empty] | 1.558e-05 | 1.558e-05
[6 empty] | 1.219e-05 | 1.219e-05
[6 empty] | 8.42e-06 | 8.42e-06
[6 empty] | 7.97e-06 | 7.97e-06
[6 empty] | 8.08e-06 | 8.08e-06
[6 empty] | 6.78e-06 | 6.78e-06
[6 empty] | 6.33e-06 | 6.33e-06
[6 empty] | 8.25e-06 | 8.25e-06
[6 empty] | 1.032e-05 | 1.032e-05
[6 empty] | 1.163e-05 | 1.163e-05
[6 empty] | 1.04e-05 | 1.04e-05
[6 empty] | 1.203e-05 | 1.203e-05
[6 empty] | 1.259e-05 | 1.259e-05
[6 empty] | 1.282e-05 | 1.282e-05
[6 empty] | 8.94e-06 | 8.94e-06
[6 empty] | 4.47e-06 | 4.47e-06
[6 empty] | 5.44e-06 | 5.44e-06
[6 empty] | 4.48e-06 | 4.48e-06
[6 empty] | 5.23e-06 | 5.23e-06
[6 empty] | 5.61e-06 | 5.61e-06
[6 empty] | 6.57e-06 | 6.57e-06
[6 empty] | 8.05e-06 | 8.05e-06
[6 empty] | 1.665e-05 | 1.665e-05
[6 empty] | 2.571e-05 | 1.72e-05
[6 empty] | 2.758e-05 | 1.72e-05
[6 empty] | 1.303e-05 | 1.303e-05
[6 empty] | 1.113e-05 | 1.113e-05
[6 empty] | 1.645e-05 | 1.645e-05
[6 empty] | 1.355e-05 | 1.355e-05
[6 empty] | 1.296e-05 | 1.296e-05
[6 empty] | 1.449e-05 | 1.449e-05
[6 empty] | 2.011e-05 | 1.72e-05
[6 empty] | 2.465e-05 | 1.72e-05
[6 empty] | 2.411e-05 | 1.72e-05
[6 empty] | 3.181e-05 | 1.72e-05
[6 empty] | 2.425e-05 | 1.72e-05
[6 empty] | 3.239e-05 | 1.72e-05
[6 empty] | 2.986e-05 | 1.72e-05
[6 empty] | 1.816e-05 | 1.72e-05
[6 empty] | 1.134e-05 | 1.134e-05
[6 empty] | 8.75e-06 | 8.75e-06
[6 empty] | 7.42e-06 | 7.42e-06
[6 empty] | 7.52e-06 | 7.52e-06
[6 empty] | 7.35e-06 | 7.35e-06
[6 empty] | 8.19e-06 | 8.19e-06
[6 empty] | 1.076e-05 | 1.076e-05
[6 empty] | 1.259e-05 | 1.259e-05
[6 empty] | 1.657e-05 | 1.657e-05
[6 empty] | 2.265e-05 | 1.72e-05
[6 empty] | 2.395e-05 | 1.72e-05
[6 empty] | 2.013e-05 | 1.72e-05
[6 empty] | 9.91e-06 | 9.91e-06
[6 empty] | 6.93e-06 | 6.93e-06
[6 empty] | 5.05e-06 | 5.05e-06
[6 empty] | 5.85e-06 | 5.85e-06
[6 empty] | 8.58e-06 | 8.58e-06
[6 empty] | 1.211e-05 | 1.211e-05
[6 empty] | 1.918e-05 | 1.72e-05
[6 empty] | 1.85e-05 | 1.72e-05
[6 empty] | 2.013e-05 | 1.72e-05
[6 empty] | 1.788e-05 | 1.72e-05
[6 empty] | 1.604e-05 | 1.604e-05
[6 empty] | 8.57e-06 | 8.57e-06
[6 empty] | 4.35e-06 | 4.35e-06
[6 empty] | 2.92e-06 | 2.92e-06
[6 empty] | 3.2e-06 | 3.2e-06
[6 empty] | 3.56e-06 | 3.56e-06
[6 empty] | 3.56e-06 | 3.56e-06
[6 empty] | 4.42e-06 | 4.42e-06
[6 empty] | 7.97e-06 | 7.97e-06
[6 empty] | 1.333e-05 | 1.333e-05
[6 empty] | 1.832e-05 | 1.72e-05
[6 empty] | 1.558e-05 | 1.558e-05
[6 empty] | 1.219e-05 | 1.219e-05
[6 empty] | 8.42e-06 | 8.42e-06
[6 empty] | 7.97e-06 | 7.97e-06
[6 empty] | 8.08e-06 | 8.08e-06
[6 empty] | 6.78e-06 | 6.78e-06
[6 empty] | 6.33e-06 | 6.33e-06
[6 empty] | 8.25e-06 | 8.25e-06
[6 empty] | 1.032e-05 | 1.032e-05
[6 empty] | 1.163e-05 | 1.163e-05
[6 empty] | 1.04e-05 | 1.04e-05
[6 empty] | 1.203e-05 | 1.203e-05
[6 empty] | 1.259e-05 | 1.259e-05
[6 empty] | 1.282e-05 | 1.282e-05
[6 empty] | 8.94e-06 | 8.94e-06
[6 empty] | 4.47e-06 | 4.47e-06
[6 empty] | 2.92e-06 | 2.92e-06
[6 empty] | 3.2e-06 | 3.2e-06
[6 empty] | 3.56e-06 | 3.56e-06
[6 empty] | 3.56e-06 | 3.56e-06
[6 empty] | 4.42e-06 | 4.42e-06
[6 empty] | 7.97e-06 | 7.97e-06
[6 empty] | 1.333e-05 | 1.333e-05
[6 empty] | 1.832e-05 | 1.72e-05
[6 empty] | 1.558e-05 | 1.558e-05
[6 empty] | 1.219e-05 | 1.219e-05
[6 empty] | 8.42e-06 | 8.42e-06
[6 empty] | 7.97e-06 | 7.97e-06
[6 empty] | 8.08e-06 | 8.08e-06
[6 empty] | 6.78e-06 | 6.78e-06
[6 empty] | 6.33e-06 | 6.33e-06
[6 empty] | 8.25e-06 | 8.25e-06
[6 empty] | 1.032e-05 | 1.032e-05
[6 empty] | 1.163e-05 | 1.163e-05
[6 empty] | 1.04e-05 | 1.04e-05
[6 empty] | 1.203e-05 | 1.203e-05
[6 empty] | 1.259e-05 | 1.259e-05
[6 empty] | 1.282e-05 | 1.282e-05
[6 empty] | 8.94e-06 | 8.94e-06
[6 empty] | 4.47e-06 | 4.47e-06
[6 empty] | 2.92e-06 | 2.92e-06
[6 empty] | 3.2e-06 | 3.2e-06
[6 empty] | 3.56e-06 | 3.56e-06
[6 empty] | 3.56e-06 | 3.56e-06
[6 empty] | 4.42e-06 | 4.42e-06
[6 empty] | 7.97e-06 | 7.97e-06
[6 empty] | 1.333e-05 | 1.333e-05
[6 empty] | 1.832e-05 | 1.72e-05
[6 empty] | 1.558e-05 | 1.558e-05
[6 empty] | 1.219e-05 | 1.219e-05
[6 empty] | 8.42e-06 | 8.42e-06
[6 empty] | 7.97e-06 | 7.97e-06
[6 empty] | 8.08e-06 | 8.08e-06
[6 empty] | 6.78e-06 | 6.78e-06
[6 empty] | 6.33e-06 | 6.33e-06
[6 empty] | 8.25e-06 | 8.25e-06
[6 empty] | 1.032e-05 | 1.032e-05
[6 empty] | 1.163e-05 | 1.163e-05
[6 empty] | 1.04e-05 | 1.04e-05
[6 empty] | 1.203e-05 | 1.203e-05
[6 empty] | 1.259e-05 | 1.259e-05
[6 empty] | 1.282e-05 | 1.282e-05
[6 empty] | 8.94e-06 | 8.94e-06
[6 empty] | 4.47e-06 | 4.47e-06
[6 empty] | 2.92e-06 | 2.92e-06
[6 empty] | 3.2e-06 | 3.2e-06
[6 empty] | 3.56e-06 | 3.56e-06
[6 empty] | 3.56e-06 | 3.56e-06
[6 empty] | 4.42e-06 | 4.42e-06
[6 empty] | 7.97e-06 | 7.97e-06
[6 empty] | 1.333e-05 | 1.333e-05
[6 empty] | 1.832e-05 | 1.72e-05
[6 empty] | 1.558e-05 | 1.558e-05
[6 empty] | 1.219e-05 | 1.219e-05
[6 empty] | 8.42e-06 | 8.42e-06
[6 empty] | 7.97e-06 | 7.97e-06
[6 empty] | 8.08e-06 | 8.08e-06
[6 empty] | 6.78e-06 | 6.78e-06
[6 empty] | 6.33e-06 | 6.33e-06
[6 empty] | 8.25e-06 | 8.25e-06
[6 empty] | 1.032e-05 | 1.032e-05
[6 empty] | 1.163e-05 | 1.163e-05
[6 empty] | 1.04e-05 | 1.04e-05
[6 empty] | 1.203e-05 | 1.203e-05
[6 empty] | 1.259e-05 | 1.259e-05
[6 empty] | 1.282e-05 | 1.282e-05
[6 empty] | 8.94e-06 | 8.94e-06
[6 empty] | 4.47e-06 | 4.47e-06
[6 empty] | 2.92e-06 | 2.92e-06
[6 empty] | 3.2e-06 | 3.2e-06
[6 empty] | 3.56e-06 | 3.56e-06
[6 empty] | 3.56e-06 | 3.56e-06
[6 empty] | 4.42e-06 | 4.42e-06
[6 empty] | 7.97e-06 | 7.97e-06
[6 empty] | 1.333e-05 | 1.333e-05
[6 empty] | 1.832e-05 | 1.72e-05
[6 empty] | 1.558e-05 | 1.558e-05
[6 empty] | 1.219e-05 | 1.219e-05
[6 empty] | 8.42e-06 | 8.42e-06
[6 empty] | 7.97e-06 | 7.97e-06
[6 empty] | 8.08e-06 | 8.08e-06
[6 empty] | 6.78e-06 | 6.78e-06
[6 empty] | 6.33e-06 | 6.33e-06
[6 empty] | 8.25e-06 | 8.25e-06
[6 empty] | 1.032e-05 | 1.032e-05
[6 empty] | 1.163e-05 | 1.163e-05
[6 empty] | 1.04e-05 | 1.04e-05
[6 empty] | 1.203e-05 | 1.203e-05
[6 empty] | 1.259e-05 | 1.259e-05
[6 empty] | 1.282e-05 | 1.282e-05
[6 empty] | 8.94e-06 | 8.94e-06
[6 empty] | 4.47e-06 | 4.47e-06
[6 empty] | 5.44e-06 | 5.44e-06
[6 empty] | 4.48e-06 | 4.48e-06
[6 empty] | 5.23e-06 | 5.23e-06
[6 empty] | 5.61e-06 | 5.61e-06
[6 empty] | 6.57e-06 | 6.57e-06
[6 empty] | 8.05e-06 | 8.05e-06
[6 empty] | 1.665e-05 | 1.665e-05
[6 empty] | 2.571e-05 | 1.72e-05
[6 empty] | 2.758e-05 | 1.72e-05
[6 empty] | 1.303e-05 | 1.303e-05
[6 empty] | 1.113e-05 | 1.113e-05
[6 empty] | 1.645e-05 | 1.645e-05
[6 empty] | 1.355e-05 | 1.355e-05
[6 empty] | 1.296e-05 | 1.296e-05
[6 empty] | 1.449e-05 | 1.449e-05
[6 empty] | 2.011e-05 | 1.72e-05
[6 empty] | 2.465e-05 | 1.72e-05
[6 empty] | 2.411e-05 | 1.72e-05
[6 empty] | 3.181e-05 | 1.72e-05
[6 empty] | 2.425e-05 | 1.72e-05
[6 empty] | 3.239e-05 | 1.72e-05
[6 empty] | 2.986e-05 | 1.72e-05
[6 empty] | 1.816e-05 | 1.72e-05
[6 empty] | 1.134e-05 | 1.134e-05
[6 empty] | 8.75e-06 | 8.75e-06
[6 empty] | 7.42e-06 | 7.42e-06
[6 empty] | 7.52e-06 | 7.52e-06
[6 empty] | 7.35e-06 | 7.35e-06
[6 empty] | 8.19e-06 | 8.19e-06
[6 empty] | 1.076e-05 | 1.076e-05
[6 empty] | 1.259e-05 | 1.259e-05
[6 empty] | 1.657e-05 | 1.657e-05
[6 empty] | 2.265e-05 | 1.72e-05
[6 empty] | 2.395e-05 | 1.72e-05
[6 empty] | 2.013e-05 | 1.72e-05
[6 empty] | 9.91e-06 | 9.91e-06
[6 empty] | 6.93e-06 | 6.93e-06
[6 empty] | 5.05e-06 | 5.05e-06
[6 empty] | 5.85e-06 | 5.85e-06
[6 empty] | 8.58e-06 | 8.58e-06
[6 empty] | 1.211e-05 | 1.211e-05
[6 empty] | 1.918e-05 | 1.72e-05
[6 empty] | 1.85e-05 | 1.72e-05
[6 empty] | 2.013e-05 | 1.72e-05
[6 empty] | 1.788e-05 | 1.72e-05
[6 empty] | 1.604e-05 | 1.604e-05
[6 empty] | 8.57e-06 | 8.57e-06
[6 empty] | 4.35e-06 | 4.35e-06
[6 empty] | 2.92e-06 | 2.92e-06
[6 empty] | 3.2e-06 | 3.2e-06
[6 empty] | 3.56e-06 | 3.56e-06
[6 empty] | 3.56e-06 | 3.56e-06
[6 empty] | 4.42e-06 | 4.42e-06
[6 empty] | 7.97e-06 | 7.97e-06
[6 empty] | 1.333e-05 | 1.333e-05
[6 empty] | 1.832e-05 | 1.72e-05
[6 empty] | 1.558e-05 | 1.558e-05
[6 empty] | 1.219e-05 | 1.219e-05
[6 empty] | 8.42e-06 | 8.42e-06
[6 empty] | 7.97e-06 | 7.97e-06
[6 empty] | 8.08e-06 | 8.08e-06
[6 empty] | 6.78e-06 | 6.78e-06
[6 empty] | 6.33e-06 | 6.33e-06
[6 empty] | 8.25e-06 | 8.25e-06
[6 empty] | 1.032e-05 | 1.032e-05
[6 empty] | 1.163e-05 | 1.163e-05
[6 empty] | 1.04e-05 | 1.04e-05
[6 empty] | 1.203e-05 | 1.203e-05
[6 empty] | 1.259e-05 | 1.259e-05
[6 empty] | 1.282e-05 | 1.282e-05
[6 empty] | 8.94e-06 | 8.94e-06
[6 empty] | 4.47e-06 | 4.47e-06
[6 empty] | 2.92e-06 | 2.92e-06
[6 empty] | 3.2e-06 | 3.2e-06
[6 empty] | 3.56e-06 | 3.56e-06
[6 empty] | 3.56e-06 | 3.56e-06
[6 empty] | 4.42e-06 | 4.42e-06
[6 empty] | 7.97e-06 | 7.97e-06
[6 empty] | 1.333e-05 | 1.333e-05
[6 empty] | 1.832e-05 | 1.72e-05
[6 empty] | 1.558e-05 | 1.558e-05
[6 empty] | 1.219e-05 | 1.219e-05
[6 empty] | 8.42e-06 | 8.42e-06
[6 empty] | 7.97e-06 | 7.97e-06
[6 empty] | 8.08e-06 | 8.08e-06
[6 empty] | 6.78e-06 | 6.78e-06
[6 empty] | 6.33e-06 | 6.33e-06
[6 empty] | 8.25e-06 | 8.25e-06
[6 empty] | 1.032e-05 | 1.032e-05
[6 empty] | 1.163e-05 | 1.163e-05
[6 empty] | 1.04e-05 | 1.04e-05
[6 empty] | 1.203e-05 | 1.203e-05
[6 empty] | 1.259e-05 | 1.259e-05
[6 empty] | 1.282e-05 | 1.282e-05
[6 empty] | 8.94e-06 | 8.94e-06
[6 empty] | 4.47e-06 | 4.47e-06
[6 empty] | 2.92e-06 | 2.92e-06
[6 empty] | 3.2e-06 | 3.2e-06
[6 empty] | 3.56e-06 | 3.56e-06
[6 empty] | 3.56e-06 | 3.56e-06
[6 empty] | 4.42e-06 | 4.42e-06
[6 empty] | 7.97e-06 | 7.97e-06
[6 empty] | 1.333e-05 | 1.333e-05
[6 empty] | 1.832e-05 | 1.72e-05
[6 empty] | 1.558e-05 | 1.558e-05
[6 empty] | 1.219e-05 | 1.219e-05
[6 empty] | 8.42e-06 | 8.42e-06
[6 empty] | 7.97e-06 | 7.97e-06
[6 empty] | 8.08e-06 | 8.08e-06
[6 empty] | 6.78e-06 | 6.78e-06
[6 empty] | 6.33e-06 | 6.33e-06
[6 empty] | 8.25e-06 | 8.25e-06
[6 empty] | 1.032e-05 | 1.032e-05
[6 empty] | 1.163e-05 | 1.163e-05
[6 empty] | 1.04e-05 | 1.04e-05
[6 empty] | 1.203e-05 | 1.203e-05
[6 empty] | 1.259e-05 | 1.259e-05
[6 empty] | 1.282e-05 | 1.282e-05
[6 empty] | 8.94e-06 | 8.94e-06
[6 empty] | 4.47e-06 | 4.47e-06
[6 empty] | 2.92e-06 | 2.92e-06
[6 empty] | 3.2e-06 | 3.2e-06
[6 empty] | 3.56e-06 | 3.56e-06
[6 empty] | 3.56e-06 | 3.56e-06
[6 empty] | 4.42e-06 | 4.42e-06
[6 empty] | 7.97e-06 | 7.97e-06
[6 empty] | 1.333e-05 | 1.333e-05
[6 empty] | 1.832e-05 | 1.72e-05
[6 empty] | 1.558e-05 | 1.558e-05
[6 empty] | 1.219e-05 | 1.219e-05
[6 empty] | 8.42e-06 | 8.42e-06
[6 empty] | 7.97e-06 | 7.97e-06
[6 empty] | 8.08e-06 | 8.08e-06
[6 empty] | 6.78e-06 | 6.78e-06
[6 empty] | 6.33e-06 | 6.33e-06
[6 empty] | 8.25e-06 | 8.25e-06
[6 empty] | 1.032e-05 | 1.032e-05
[6 empty] | 1.163e-05 | 1.163e-05
[6 empty] | 1.04e-05 | 1.04e-05
[6 empty] | 1.203e-05 | 1.203e-05
[6 empty] | 1.259e-05 | 1.259e-05
[6 empty] | 1.282e-05 | 1.282e-05
[6 empty] | 8.94e-06 | 8.94e-06
[6 empty] | 4.47e-06 | 4.47e-06
[6 empty] | 2.92e-06 | 2.92e-06
[6 empty] | 3.2e-06 | 3.2e-06
[6 empty] | 3.56e-06 | 3.56e-06
[6 empty] | 3.56e-06 | 3.56e-06
[6 empty] | 4.42e-06 | 4.42e-06
[6 empty] | 7.97e-06 | 7.97e-06
[6 empty] | 1.333e-05 | 1.333e-05
[6 empty] | 1.832e-05 | 1.72e-05
[6 empty] | 1.558e-05 | 1.558e-05
[6 empty] | 1.219e-05 | 1.219e-05
[6 empty] | 8.42e-06 | 8.42e-06
[6 empty] | 7.97e-06 | 7.97e-06
[6 empty] | 8.08e-06 | 8.08e-06
[6 empty] | 6.78e-06 | 6.78e-06
[6 empty] | 6.33e-06 | 6.33e-06
[6 empty] | 8.25e-06 | 8.25e-06
[6 empty] | 1.032e-05 | 1.032e-05
[6 empty] | 1.163e-05 | 1.163e-05
[6 empty] | 1.04e-05 | 1.04e-05
[6 empty] | 1.203e-05 | 1.203e-05
[6 empty] | 1.259e-05 | 1.259e-05
[6 empty] | 1.282e-05 | 1.282e-05
[6 empty] | 8.94e-06 | 8.94e-06
[6 empty] | 4.47e-06 | 4.47e-06
[6 empty] | 5.44e-06 | 5.44e-06
[6 empty] | 4.48e-06 | 4.48e-06
[6 empty] | 5.23e-06 | 5.23e-06
[6 empty] | 5.61e-06 | 5.61e-06
[6 empty] | 6.57e-06 | 6.57e-06
[6 empty] | 8.05e-06 | 8.05e-06
[6 empty] | 1.665e-05 | 1.665e-05
[6 empty] | 2.571e-05 | 1.72e-05
[6 empty] | 2.758e-05 | 1.72e-05
[6 empty] | 1.303e-05 | 1.303e-05
[6 empty] | 1.113e-05 | 1.113e-05
[6 empty] | 1.645e-05 | 1.645e-05
[6 empty] | 1.355e-05 | 1.355e-05
[6 empty] | 1.296e-05 | 1.296e-05
[6 empty] | 1.449e-05 | 1.449e-05
[6 empty] | 2.011e-05 | 1.72e-05
[6 empty] | 2.465e-05 | 1.72e-05
[6 empty] | 2.411e-05 | 1.72e-05
[6 empty] | 3.181e-05 | 1.72e-05
[6 empty] | 2.425e-05 | 1.72e-05
[6 empty] | 3.239e-05 | 1.72e-05
[6 empty] | 2.986e-05 | 1.72e-05
[6 empty] | 1.816e-05 | 1.72e-05
[6 empty] | 1.134e-05 | 1.134e-05
[6 empty] | 8.75e-06 | 8.75e-06
[6 empty] | 7.42e-06 | 7.42e-06
[6 empty] | 7.52e-06 | 7.52e-06
[6 empty] | 7.35e-06 | 7.35e-06
[6 empty] | 8.19e-06 | 8.19e-06
[6 empty] | 1.076e-05 | 1.076e-05
[6 empty] | 1.259e-05 | 1.259e-05
[6 empty] | 1.657e-05 | 1.657e-05
[6 empty] | 2.265e-05 | 1.72e-05
[6 empty] | 2.395e-05 | 1.72e-05
[6 empty] | 2.013e-05 | 1.72e-05
[6 empty] | 9.91e-06 | 9.91e-06
[6 empty] | 6.93e-06 | 6.93e-06
[6 empty] | 5.05e-06 | 5.05e-06
[6 empty] | 5.85e-06 | 5.85e-06
[6 empty] | 8.58e-06 | 8.58e-06
[6 empty] | 1.211e-05 | 1.211e-05
[6 empty] | 1.918e-05 | 1.72e-05
[6 empty] | 1.85e-05 | 1.72e-05
[6 empty] | 2.013e-05 | 1.72e-05
[6 empty] | 1.788e-05 | 1.72e-05
[6 empty] | 1.604e-05 | 1.604e-05
[6 empty] | 8.57e-06 | 8.57e-06
[6 empty] | 4.35e-06 | 4.35e-06
[6 empty] | 2.92e-06 | 2.92e-06
[6 empty] | 3.2e-06 | 3.2e-06
[6 empty] | 3.56e-06 | 3.56e-06
[6 empty] | 3.56e-06 | 3.56e-06
[6 empty] | 4.42e-06 | 4.42e-06
[6 empty] | 7.97e-06 | 7.97e-06
[6 empty] | 1.333e-05 | 1.333e-05
[6 empty] | 1.832e-05 | 1.72e-05
[6 empty] | 1.558e-05 | 1.558e-05
[6 empty] | 1.219e-05 | 1.219e-05
[6 empty] | 8.42e-06 | 8.42e-06
[6 empty] | 7.97e-06 | 7.97e-06
[6 empty] | 8.08e-06 | 8.08e-06
[6 empty] | 6.78e-06 | 6.78e-06
[6 empty] | 6.33e-06 | 6.33e-06
[6 empty] | 8.25e-06 | 8.25e-06
[6 empty] | 1.032e-05 | 1.032e-05
[6 empty] | 1.163e-05 | 1.163e-05
[6 empty] | 1.04e-05 | 1.04e-05
[6 empty] | 1.203e-05 | 1.203e-05
[6 empty] | 1.259e-05 | 1.259e-05
[6 empty] | 1.282e-05 | 1.282e-05
[6 empty] | 8.94e-06 | 8.94e-06
[6 empty] | 4.47e-06 | 4.47e-06
[6 empty] | 2.92e-06 | 2.92e-06
[6 empty] | 3.2e-06 | 3.2e-06
[6 empty] | 3.56e-06 | 3.56e-06
[6 empty] | 3.56e-06 | 3.56e-06
[6 empty] | 4.42e-06 | 4.42e-06
[6 empty] | 7.97e-06 | 7.97e-06
[6 empty] | 1.333e-05 | 1.333e-05
[6 empty] | 1.832e-05 | 1.72e-05
[6 empty] | 1.558e-05 | 1.558e-05
[6 empty] | 1.219e-05 | 1.219e-05
[6 empty] | 8.42e-06 | 8.42e-06
[6 empty] | 7.97e-06 | 7.97e-06
[6 empty] | 8.08e-06 | 8.08e-06
[6 empty] | 6.78e-06 | 6.78e-06
[6 empty] | 6.33e-06 | 6.33e-06
[6 empty] | 8.25e-06 | 8.25e-06
[6 empty] | 1.032e-05 | 1.032e-05
[6 empty] | 1.163e-05 | 1.163e-05
[6 empty] | 1.04e-05 | 1.04e-05
[6 empty] | 1.203e-05 | 1.203e-05
[6 empty] | 1.259e-05 | 1.259e-05
[6 empty] | 1.282e-05 | 1.282e-05
[6 empty] | 8.94e-06 | 8.94e-06
[6 empty] | 4.47e-06 | 4.47e-06
[6 empty] | 2.92e-06 | 2.92e-06
[6 empty] | 3.2e-06 | 3.2e-06
[6 empty] | 3.56e-06 | 3.56e-06
[6 empty] | 3.56e-06 | 3.56e-06
[6 empty] | 4.42e-06 | 4.42e-06
[6 empty] | 7.97e-06 | 7.97e-06
[6 empty] | 1.333e-05 | 1.333e-05
[6 empty] | 1.832e-05 | 1.72e-05
[6 empty] | 1.558e-05 | 1.558e-05
[6 empty] | 1.219e-05 | 1.219e-05
[6 empty] | 8.42e-06 | 8.42e-06
[6 empty] | 7.97e-06 | 7.97e-06
[6 empty] | 8.08e-06 | 8.08e-06
[6 empty] | 6.78e-06 | 6.78e-06
[6 empty] | 6.33e-06 | 6.33e-06
[6 empty] | 8.25e-06 | 8.25e-06
[6 empty] | 1.032e-05 | 1.032e-05
[6 empty] | 1.163e-05 | 1.163e-05
[6 empty] | 1.04e-05 | 1.04e-05
[6 empty] | 1.203e-05 | 1.203e-05
[6 empty] | 1.259e-05 | 1.259e-05
[6 empty] | 1.282e-05 | 1.282e-05
[6 empty] | 8.94e-06 | 8.94e-06
[6 empty] | 4.47e-06 | 4.47e-06
[6 empty] | 2.92e-06 | 2.92e-06
[6 empty] | 3.2e-06 | 3.2e-06
[6 empty] | 3.56e-06 | 3.56e-06
[6 empty] | 3.56e-06 | 3.56e-06
[6 empty] | 4.42e-06 | 4.42e-06
[6 empty] | 7.97e-06 | 7.97e-06
[6 empty] | 1.333e-05 | 1.333e-05
[6 empty] | 1.832e-05 | 1.72e-05
[6 empty] | 1.558e-05 | 1.558e-05
[6 empty] | 1.219e-05 | 1.219e-05
[6 empty] | 8.42e-06 | 8.42e-06
[6 empty] | 7.97e-06 | 7.97e-06
[6 empty] | 8.08e-06 | 8.08e-06
[6 empty] | 6.78e-06 | 6.78e-06
[6 empty] | 6.33e-06 | 6.33e-06
[6 empty] | 8.25e-06 | 8.25e-06
[6 empty] | 1.032e-05 | 1.032e-05
[6 empty] | 1.163e-05 | 1.163e-05
[6 empty] | 1.04e-05 | 1.04e-05
[6 empty] | 1.203e-05 | 1.203e-05
[6 empty] | 1.259e-05 | 1.259e-05
[6 empty] | 1.282e-05 | 1.282e-05
[6 empty] | 8.94e-06 | 8.94e-06
[6 empty] | 4.47e-06 | 4.47e-06
[6 empty] | 2.92e-06 | 2.92e-06
[6 empty] | 3.2e-06 | 3.2e-06
[6 empty] | 3.56e-06 | 3.56e-06
[6 empty] | 3.56e-06 | 3.56e-06
[6 empty] | 4.42e-06 | 4.42e-06
[6 empty] | 7.97e-06 | 7.97e-06
[6 empty] | 1.333e-05 | 1.333e-05
[6 empty] | 1.832e-05 | 1.72e-05
[6 empty] | 1.558e-05 | 1.558e-05
[6 empty] | 1.219e-05 | 1.219e-05
[6 empty] | 8.42e-06 | 8.42e-06
[6 empty] | 7.97e-06 | 7.97e-06
[6 empty] | 8.08e-06 | 8.08e-06
[6 empty] | 6.78e-06 | 6.78e-06
[6 empty] | 6.33e-06 | 6.33e-06
[6 empty] | 8.25e-06 | 8.25e-06
[6 empty] | 1.032e-05 | 1.032e-05
[6 empty] | 1.163e-05 | 1.163e-05
[6 empty] | 1.04e-05 | 1.04e-05
[6 empty] | 1.203e-05 | 1.203e-05
[6 empty] | 1.259e-05 | 1.259e-05
[6 empty] | 1.282e-05 | 1.282e-05
[6 empty] | 8.94e-06 | 8.94e-06
[6 empty] | 4.47e-06 | 4.47e-06
[6 empty] | 5.44e-06 | 5.44e-06
[6 empty] | 4.48e-06 | 4.48e-06
[6 empty] | 5.23e-06 | 5.23e-06
[6 empty] | 5.61e-06 | 5.61e-06
[6 empty] | 6.57e-06 | 6.57e-06
[6 empty] | 8.05e-06 | 8.05e-06
[6 empty] | 1.665e-05 | 1.665e-05
[6 empty] | 2.571e-05 | 1.72e-05
[6 empty] | 2.758e-05 | 1.72e-05
[6 empty] | 1.303e-05 | 1.303e-05
[6 empty] | 1.113e-05 | 1.113e-05
[6 empty] | 1.645e-05 | 1.645e-05
[6 empty] | 1.355e-05 | 1.355e-05
[6 empty] | 1.296e-05 | 1.296e-05
[6 empty] | 1.449e-05 | 1.449e-05
[6 empty] | 2.011e-05 | 1.72e-05
[6 empty] | 2.465e-05 | 1.72e-05
[6 empty] | 2.411e-05 | 1.72e-05
[6 empty] | 3.181e-05 | 1.72e-05
[6 empty] | 2.425e-05 | 1.72e-05
[6 empty] | 3.239e-05 | 1.72e-05
[6 empty] | 2.986e-05 | 1.72e-05
[6 empty] | 1.816e-05 | 1.72e-05
[6 empty] | 1.134e-05 | 1.134e-05
[6 empty] | 8.75e-06 | 8.75e-06
[6 empty] | 7.42e-06 | 7.42e-06
[6 empty] | 7.52e-06 | 7.52e-06
[6 empty] | 7.35e-06 | 7.35e-06
[6 empty] | 8.19e-06 | 8.19e-06
[6 empty] | 1.076e-05 | 1.076e-05
[6 empty] | 1.259e-05 | 1.259e-05
[6 empty] | 1.657e-05 | 1.657e-05
[6 empty] | 2.265e-05 | 1.72e-05
[6 empty] | 2.395e-05 | 1.72e-05
[6 empty] | 2.013e-05 | 1.72e-05
[6 empty] | 9.91e-06 | 9.91e-06
[6 empty] | 6.93e-06 | 6.93e-06
[6 empty] | 5.05e-06 | 5.05e-06
[6 empty] | 5.85e-06 | 5.85e-06
[6 empty] | 8.58e-06 | 8.58e-06
[6 empty] | 1.211e-05 | 1.211e-05
[6 empty] | 1.918e-05 | 1.72e-05
[6 empty] | 1.85e-05 | 1.72e-05
[6 empty] | 2.013e-05 | 1.72e-05
[6 empty] | 1.788e-05 | 1.72e-05
[6 empty] | 1.604e-05 | 1.604e-05
[6 empty] | 8.57e-06 | 8.57e-06
[6 empty] | 4.35e-06 | 4.35e-06
[6 empty] | 2.92e-06 | 2.92e-06
[6 empty] | 3.2e-06 | 3.2e-06
[6 empty] | 3.56e-06 | 3.56e-06
[6 empty] | 3.56e-06 | 3.56e-06
[6 empty] | 4.42e-06 | 4.42e-06
[6 empty] | 7.97e-06 | 7.97e-06
[6 empty] | 1.333e-05 | 1.333e-05
[6 empty] | 1.832e-05 | 1.72e-05
[6 empty] | 1.558e-05 | 1.558e-05
[6 empty] | 1.219e-05 | 1.219e-05
[6 empty] | 8.42e-06 | 8.42e-06
[6 empty] | 7.97e-06 | 7.97e-06
[6 empty] | 8.08e-06 | 8.08e-06
[6 empty] | 6.78e-06 | 6.78e-06
[6 empty] | 6.33e-06 | 6.33e-06
[6 empty] | 8.25e-06 | 8.25e-06
[6 empty] | 1.032e-05 | 1.032e-05
[6 empty] | 1.163e-05 | 1.163e-05
[6 empty] | 1.04e-05 | 1.04e-05
[6 empty] | 1.203e-05 | 1.203e-05
[6 empty] | 1.259e-05 | 1.259e-05
[6 empty] | 1.282e-05 | 1.282e-05
[6 empty] | 8.94e-06 | 8.94e-06
[6 empty] | 4.47e-06 | 4.47e-06
[6 empty] | 2.92e-06 | 2.92e-06
[6 empty] | 3.2e-06 | 3.2e-06
[6 empty] | 3.56e-06 | 3.56e-06
[6 empty] | 3.56e-06 | 3.56e-06
[6 empty] | 4.42e-06 | 4.42e-06
[6 empty] | 7.97e-06 | 7.97e-06
[6 empty] | 1.333e-05 | 1.333e-05
[6 empty] | 1.832e-05 | 1.72e-05
[6 empty] | 1.558e-05 | 1.558e-05
[6 empty] | 1.219e-05 | 1.219e-05
[6 empty] | 8.42e-06 | 8.42e-06
[6 empty] | 7.97e-06 | 7.97e-06
[6 empty] | 8.08e-06 | 8.08e-06
[6 empty] | 6.78e-06 | 6.78e-06
[6 empty] | 6.33e-06 | 6.33e-06
[6 empty] | 8.25e-06 | 8.25e-06
[6 empty] | 1.032e-05 | 1.032e-05
[6 empty] | 1.163e-05 | 1.163e-05
[6 empty] | 1.04e-05 | 1.04e-05
[6 empty] | 1.203e-05 | 1.203e-05
[6 empty] | 1.259e-05 | 1.259e-05
[6 empty] | 1.282e-05 | 1.282e-05
[6 empty] | 8.94e-06 | 8.94e-06
[6 empty] | 4.47e-06 | 4.47e-06
[6 empty] | 2.92e-06 | 2.92e-06
[6 empty] | 3.2e-06 | 3.2e-06
[6 empty] | 3.56e-06 | 3.56e-06
[6 empty] | 3.56e-06 | 3.56e-06
[6 empty] | 4.42e-06 | 4.42e-06
[6 empty] | 7.97e-06 | 7.97e-06
[6 empty] | 1.333e-05 | 1.333e-05
[6 empty] | 1.832e-05 | 1.72e-05
[6 empty] | 1.558e-05 | 1.558e-05
[6 empty] | 1.219e-05 | 1.219e-05
[6 empty] | 8.42e-06 | 8.42e-06
[6 empty] | 7.97e-06 | 7.97e-06
[6 empty] | 8.08e-06 | 8.08e-06
[6 empty] | 6.78e-06 | 6.78e-06
[6 empty] | 6.33e-06 | 6.33e-06
[6 empty] | 8.25e-06 | 8.25e-06
[6 empty] | 1.032e-05 | 1.032e-05
[6 empty] | 1.163e-05 | 1.163e-05
[6 empty] | 1.04e-05 | 1.04e-05
[6 empty] | 1.203e-05 | 1.203e-05
[6 empty] | 1.259e-05 | 1.259e-05
[6 empty] | 1.282e-05 | 1.282e-05
[6 empty] | 8.94e-06 | 8.94e-06
[6 empty] | 4.47e-06 | 4.47e-06
[6 empty] | 2.92e-06 | 2.92e-06
[6 empty] | 3.2e-06 | 3.2e-06
[6 empty] | 3.56e-06 | 3.56e-06
[6 empty] | 3.56e-06 | 3.56e-06
[6 empty] | 4.42e-06 | 4.42e-06
[6 empty] | 7.97e-06 | 7.97e-06
[6 empty] | 1.333e-05 | 1.333e-05
[6 empty] | 1.832e-05 | 1.72e-05
[6 empty] | 1.558e-05 | 1.558e-05
[6 empty] | 1.219e-05 | 1.219e-05
[6 empty] | 8.42e-06 | 8.42e-06
[6 empty] | 7.97e-06 | 7.97e-06
[6 empty] | 8.08e-06 | 8.08e-06
[6 empty] | 6.78e-06 | 6.78e-06
[6 empty] | 6.33e-06 | 6.33e-06
[6 empty] | 8.25e-06 | 8.25e-06
[6 empty] | 1.032e-05 | 1.032e-05
[6 empty] | 1.163e-05 | 1.163e-05
[6 empty] | 1.04e-05 | 1.04e-05
[6 empty] | 1.203e-05 | 1.203e-05
[6 empty] | 1.259e-05 | 1.259e-05
[6 empty] | 1.282e-05 | 1.282e-05
[6 empty] | 8.94e-06 | 8.94e-06
[6 empty] | 4.47e-06 | 4.47e-06
[6 empty] | 2.92e-06 | 2.92e-06
[6 empty] | 3.2e-06 | 3.2e-06
[6 empty] | 3.56e-06 | 3.56e-06
[6 empty] | 3.56e-06 | 3.56e-06
[6 empty] | 4.42e-06 | 4.42e-06
[6 empty] | 7.97e-06 | 7.97e-06
[6 empty] | 1.333e-05 | 1.333e-05
[6 empty] | 1.832e-05 | 1.72e-05
[6 empty] | 1.558e-05 | 1.558e-05
[6 empty] | 1.219e-05 | 1.219e-05
[6 empty] | 8.42e-06 | 8.42e-06
[6 empty] | 7.97e-06 | 7.97e-06
[6 empty] | 8.08e-06 | 8.08e-06
[6 empty] | 6.78e-06 | 6.78e-06
[6 empty] | 6.33e-06 | 6.33e-06
[6 empty] | 8.25e-06 | 8.25e-06
[6 empty] | 1.032e-05 | 1.032e-05
[6 empty] | 1.163e-05 | 1.163e-05
[6 empty] | 1.04e-05 | 1.04e-05
[6 empty] | 1.203e-05 | 1.203e-05
[6 empty] | 1.259e-05 | 1.259e-05
[6 empty] | 1.282e-05 | 1.282e-05
[6 empty] | 8.94e-06 | 8.94e-06
[6 empty] | 4.47e-06 | 4.47e-06
[6 empty] | 5.44e-06 | 5.44e-06
[6 empty] | 4.48e-06 | 4.48e-06
[6 empty] | 5.23e-06 | 5.23e-06
[6 empty] | 5.61e-06 | 5.61e-06
[6 empty] | 6.57e-06 | 6.57e-06
[6 empty] | 8.05e-06 | 8.05e-06
[6 empty] | 1.665e-05 | 1.665e-05
[6 empty] | 2.571e-05 | 1.72e-05
[6 empty] | 2.758e-05 | 1.72e-05
[6 empty] | 1.303e-05 | 1.303e-05
[6 empty] | 1.113e-05 | 1.113e-05
[6 empty] | 1.645e-05 | 1.645e-05
[6 empty] | 1.355e-05 | 1.355e-05
[6 empty] | 1.296e-05 | 1.296e-05
[6 empty] | 1.449e-05 | 1.449e-05
[6 empty] | 2.011e-05 | 1.72e-05
[6 empty] | 2.465e-05 | 1.72e-05
[6 empty] | 2.411e-05 | 1.72e-05
[6 empty] | 3.181e-05 | 1.72e-05
[6 empty] | 2.425e-05 | 1.72e-05
[6 empty] | 3.239e-05 | 1.72e-05
[6 empty] | 2.986e-05 | 1.72e-05
[6 empty] | 1.816e-05 | 1.72e-05
[6 empty] | 1.134e-05 | 1.134e-05
[6 empty] | 8.75e-06 | 8.75e-06
[6 empty] | 7.42e-06 | 7.42e-06
[6 empty] | 7.52e-06 | 7.52e-06
[6 empty] | 7.35e-06 | 7.35e-06
[6 empty] | 8.19e-06 | 8.19e-06
[6 empty] | 1.076e-05 | 1.076e-05
[6 empty] | 1.259e-05 | 1.259e-05
[6 empty] | 1.657e-05 | 1.657e-05
[6 empty] | 2.265e-05 | 1.72e-05
[6 empty] | 2.395e-05 | 1.72e-05
[6 empty] | 2.013e-05 | 1.72e-05
[6 empty] | 9.91e-06 | 9.91e-06
[6 empty] | 6.93e-06 | 6.93e-06
[6 empty] | 5.05e-06 | 5.05e-06
[6 empty] | 5.85e-06 | 5.85e-06
[6 empty] | 8.58e-06 | 8.58e-06
[6 empty] | 1.211e-05 | 1.211e-05
[6 empty] | 1.918e-05 | 1.72e-05
[6 empty] | 1.85e-05 | 1.72e-05
[6 empty] | 2.013e-05 | 1.72e-05
[6 empty] | 1.788e-05 | 1.72e-05
[6 empty] | 1.604e-05 | 1.604e-05
[6 empty] | 8.57e-06 | 8.57e-06
[6 empty] | 4.35e-06 | 4.35e-06
[6 empty] | 2.92e-06 | 2.92e-06
[6 empty] | 3.2e-06 | 3.2e-06
[6 empty] | 3.56e-06 | 3.56e-06
[6 empty] | 3.56e-06 | 3.56e-06
[6 empty] | 4.42e-06 | 4.42e-06
[6 empty] | 7.97e-06 | 7.97e-06
[6 empty] | 1.333e-05 | 1.333e-05
[6 empty] | 1.832e-05 | 1.72e-05
[6 empty] | 1.558e-05 | 1.558e-05
[6 empty] | 1.219e-05 | 1.219e-05
[6 empty] | 8.42e-06 | 8.42e-06
[6 empty] | 7.97e-06 | 7.97e-06
[6 empty] | 8.08e-06 | 8.08e-06
[6 empty] | 6.78e-06 | 6.78e-06
[6 empty] | 6.33e-06 | 6.33e-06
[6 empty] | 8.25e-06 | 8.25e-06
[6 empty] | 1.032e-05 | 1.032e-05
[6 empty] | 1.163e-05 | 1.163e-05
[6 empty] | 1.04e-05 | 1.04e-05
[6 empty] | 1.203e-05 | 1.203e-05
[6 empty] | 1.259e-05 | 1.259e-05
[6 empty] | 1.282e-05 | 1.282e-05
[6 empty] | 8.94e-06 | 8.94e-06
[6 empty] | 4.47e-06 | 4.47e-06
[6 empty] | 2.92e-06 | 2.92e-06
[6 empty] | 3.2e-06 | 3.2e-06
[6 empty] | 3.56e-06 | 3.56e-06
[6 empty] | 3.56e-06 | 3.56e-06
[6 empty] | 4.42e-06 | 4.42e-06
[6 empty] | 7.97e-06 | 7.97e-06
[6 empty] | 1.333e-05 | 1.333e-05
[6 empty] | 1.832e-05 | 1.72e-05
[6 empty] | 1.558e-05 | 1.558e-05
[6 empty] | 1.219e-05 | 1.219e-05
[6 empty] | 8.42e-06 | 8.42e-06
[6 empty] | 7.97e-06 | 7.97e-06
[6 empty] | 8.08e-06 | 8.08e-06
[6 empty] | 6.78e-06 | 6.78e-06
[6 empty] | 6.33e-06 | 6.33e-06
[6 empty] | 8.25e-06 | 8.25e-06
[6 empty] | 1.032e-05 | 1.032e-05
[6 empty] | 1.163e-05 | 1.163e-05
[6 empty] | 1.04e-05 | 1.04e-05
[6 empty] | 1.203e-05 | 1.203e-05
[6 empty] | 1.259e-05 | 1.259e-05
[6 empty] | 1.282e-05 | 1.282e-05
[6 empty] | 8.94e-06 | 8.94e-06
[6 empty] | 4.47e-06 | 4.47e-06
[6 empty] | 2.92e-06 | 2.92e-06
[6 empty] | 3.2e-06 | 3.2e-06
[6 empty] | 3.56e-06 | 3.56e-06
[6 empty] | 3.56e-06 | 3.56e-06
[6 empty] | 4.42e-06 | 4.42e-06
[6 empty] | 7.97e-06 | 7.97e-06
[6 empty] | 1.333e-05 | 1.333e-05
[6 empty] | 1.832e-05 | 1.72e-05
[6 empty] | 1.558e-05 | 1.558e-05
[6 empty] | 1.219e-05 | 1.219e-05
[6 empty] | 8.42e-06 | 8.42e-06
[6 empty] | 7.97e-06 | 7.97e-06
[6 empty] | 8.08e-06 | 8.08e-06
[6 empty] | 6.78e-06 | 6.78e-06
[6 empty] | 6.33e-06 | 6.33e-06
[6 empty] | 8.25e-06 | 8.25e-06
[6 empty] | 1.032e-05 | 1.032e-05
[6 empty] | 1.163e-05 | 1.163e-05
[6 empty] | 1.04e-05 | 1.04e-05
[6 empty] | 1.203e-05 | 1.203e-05
[6 empty] | 1.259e-05 | 1.259e-05
[6 empty] | 1.282e-05 | 1.282e-05
[6 empty] | 8.94e-06 | 8.94e-06
[6 empty] | 4.47e-06 | 4.47e-06
[6 empty] | 2.92e-06 | 2.92e-06
[6 empty] | 3.2e-06 | 3.2e-06
[6 empty] | 3.56e-06 | 3.56e-06
[6 empty] | 3.56e-06 | 3.56e-06
[6 empty] | 4.42e-06 | 4.42e-06
[6 empty] | 7.97e-06 | 7.97e-06
[6 empty] | 1.333e-05 | 1.333e-05
[6 empty] | 1.832e-05 | 1.72e-05
[6 empty] | 1.558e-05 | 1.558e-05
[6 empty] | 1.219e-05 | 1.219e-05
[6 empty] | 8.42e-06 | 8.42e-06
[6 empty] | 7.97e-06 | 7.97e-06
[6 empty] | 8.08e-06 | 8.08e-06
[6 empty] | 6.78e-06 | 6.78e-06
[6 empty] | 6.33e-06 | 6.33e-06
[6 empty] | 8.25e-06 | 8.25e-06
[6 empty] | 1.032e-05 | 1.032e-05
[6 empty] | 1.163e-05 | 1.163e-05
[6 empty] | 1.04e-05 | 1.04e-05
[6 empty] | 1.203e-05 | 1.203e-05
[6 empty] | 1.259e-05 | 1.259e-05
[6 empty] | 1.282e-05 | 1.282e-05
[6 empty] | 8.94e-06 | 8.94e-06
[6 empty] | 4.47e-06 | 4.47e-06
[6 empty] | 2.92e-06 | 2.92e-06
[6 empty] | 3.2e-06 | 3.2e-06
[6 empty] | 3.56e-06 | 3.56e-06
[6 empty] | 3.56e-06 | 3.56e-06
[6 empty] | 4.42e-06 | 4.42e-06
[6 empty] | 7.97e-06 | 7.97e-06
[6 empty] | 1.333e-05 | 1.333e-05
[6 empty] | 1.832e-05 | 1.72e-05
[6 empty] | 1.558e-05 | 1.558e-05
[6 empty] | 1.219e-05 | 1.219e-05
[6 empty] | 8.42e-06 | 8.42e-06
[6 empty] | 7.97e-06 | 7.97e-06
[6 empty] | 8.08e-06 | 8.08e-06
[6 empty] | 6.78e-06 | 6.78e-06
[6 empty] | 6.33e-06 | 6.33e-06
[6 empty] | 8.25e-06 | 8.25e-06
[6 empty] | 1.032e-05 | 1.032e-05
[6 empty] | 1.163e-05 | 1.163e-05
[6 empty] | 1.04e-05 | 1.04e-05
[6 empty] | 1.203e-05 | 1.203e-05
[6 empty] | 1.259e-05 | 1.259e-05
[6 empty] | 1.282e-05 | 1.282e-05
[6 empty] | 8.94e-06 | 8.94e-06
[6 empty] | 4.47e-06 | 4.47e-06
[6 empty] | 5.44e-06 | 5.44e-06
[6 empty] | 4.48e-06 | 4.48e-06
[6 empty] | 5.23e-06 | 5.23e-06
[6 empty] | 5.61e-06 | 5.61e-06
[6 empty] | 6.57e-06 | 6.57e-06
[6 empty] | 8.05e-06 | 8.05e-06
[6 empty] | 1.665e-05 | 1.665e-05
[6 empty] | 2.571e-05 | 1.72e-05
[6 empty] | 2.758e-05 | 1.72e-05
[6 empty] | 1.303e-05 | 1.303e-05
[6 empty] | 1.113e-05 | 1.113e-05
[6 empty] | 1.645e-05 | 1.645e-05
[6 empty] | 1.355e-05 | 1.355e-05
[6 empty] | 1.296e-05 | 1.296e-05
[6 empty] | 1.449e-05 | 1.449e-05
[6 empty] | 2.011e-05 | 1.72e-05
[6 empty] | 2.465e-05 | 1.72e-05
[6 empty] | 2.411e-05 | 1.72e-05
[6 empty] | 3.181e-05 | 1.72e-05
[6 empty] | 2.425e-05 | 1.72e-05
[6 empty] | 3.239e-05 | 1.72e-05
[6 empty] | 2.986e-05 | 1.72e-05
[6 empty] | 1.816e-05 | 1.72e-05
[6 empty] | 1.134e-05 | 1.134e-05
[6 empty] | 8.75e-06 | 8.75e-06
[6 empty] | 7.42e-06 | 7.42e-06
[6 empty] | 7.52e-06 | 7.52e-06
[6 empty] | 7.35e-06 | 7.35e-06
[6 empty] | 8.19e-06 | 8.19e-06
[6 empty] | 1.076e-05 | 1.076e-05
[6 empty] | 1.259e-05 | 1.259e-05
[6 empty] | 1.657e-05 | 1.657e-05
[6 empty] | 2.265e-05 | 1.72e-05
[6 empty] | 2.395e-05 | 1.72e-05
[6 empty] | 2.013e-05 | 1.72e-05
[6 empty] | 9.91e-06 | 9.91e-06
[6 empty] | 6.93e-06 | 6.93e-06
[6 empty] | 5.05e-06 | 5.05e-06
[6 empty] | 5.85e-06 | 5.85e-06
[6 empty] | 8.58e-06 | 8.58e-06
[6 empty] | 1.211e-05 | 1.211e-05
[6 empty] | 1.918e-05 | 1.72e-05
[6 empty] | 1.85e-05 | 1.72e-05
[6 empty] | 2.013e-05 | 1.72e-05
[6 empty] | 1.788e-05 | 1.72e-05
[6 empty] | 1.604e-05 | 1.604e-05
[6 empty] | 8.57e-06 | 8.57e-06
[6 empty] | 4.35e-06 | 4.35e-06
[6 empty] | 2.92e-06 | 2.92e-06
[6 empty] | 3.2e-06 | 3.2e-06
[6 empty] | 3.56e-06 | 3.56e-06
[6 empty] | 3.56e-06 | 3.56e-06
[6 empty] | 4.42e-06 | 4.42e-06
[6 empty] | 7.97e-06 | 7.97e-06
[6 empty] | 1.333e-05 | 1.333e-05
[6 empty] | 1.832e-05 | 1.72e-05
[6 empty] | 1.558e-05 | 1.558e-05
[6 empty] | 1.219e-05 | 1.219e-05
[6 empty] | 8.42e-06 | 8.42e-06
[6 empty] | 7.97e-06 | 7.97e-06
[6 empty] | 8.08e-06 | 8.08e-06
[6 empty] | 6.78e-06 | 6.78e-06
[6 empty] | 6.33e-06 | 6.33e-06
[6 empty] | 8.25e-06 | 8.25e-06
[6 empty] | 1.032e-05 | 1.032e-05
[6 empty] | 1.163e-05 | 1.163e-05
[6 empty] | 1.04e-05 | 1.04e-05
[6 empty] | 1.203e-05 | 1.203e-05
[6 empty] | 1.259e-05 | 1.259e-05
[6 empty] | 1.282e-05 | 1.282e-05
[6 empty] | 8.94e-06 | 8.94e-06
[6 empty] | 4.47e-06 | 4.47e-06
[6 empty] | 2.92e-06 | 2.92e-06
[6 empty] | 3.2e-06 | 3.2e-06
[6 empty] | 3.56e-06 | 3.56e-06
[6 empty] | 3.56e-06 | 3.56e-06
[6 empty] | 4.42e-06 | 4.42e-06
[6 empty] | 7.97e-06 | 7.97e-06
[6 empty] | 1.333e-05 | 1.333e-05
[6 empty] | 1.832e-05 | 1.72e-05
[6 empty] | 1.558e-05 | 1.558e-05
[6 empty] | 1.219e-05 | 1.219e-05
[6 empty] | 8.42e-06 | 8.42e-06
[6 empty] | 7.97e-06 | 7.97e-06
[6 empty] | 8.08e-06 | 8.08e-06
[6 empty] | 6.78e-06 | 6.78e-06
[6 empty] | 6.33e-06 | 6.33e-06
[6 empty] | 8.25e-06 | 8.25e-06
[6 empty] | 1.032e-05 | 1.032e-05
[6 empty] | 1.163e-05 | 1.163e-05
[6 empty] | 1.04e-05 | 1.04e-05
[6 empty] | 1.203e-05 | 1.203e-05
[6 empty] | 1.259e-05 | 1.259e-05
[6 empty] | 1.282e-05 | 1.282e-05
[6 empty] | 8.94e-06 | 8.94e-06
[6 empty] | 4.47e-06 | 4.47e-06
[6 empty] | 2.92e-06 | 2.92e-06
[6 empty] | 3.2e-06 | 3.2e-06
[6 empty] | 3.56e-06 | 3.56e-06
[6 empty] | 3.56e-06 | 3.56e-06
[6 empty] | 4.42e-06 | 4.42e-06
[6 empty] | 7.97e-06 | 7.97e-06
[6 empty] | 1.333e-05 | 1.333e-05
[6 empty] | 1.832e-05 | 1.72e-05
[6 empty] | 1.558e-05 | 1.558e-05
[6 empty] | 1.219e-05 | 1.219e-05
[6 empty] | 8.42e-06 | 8.42e-06
[6 empty] | 7.97e-06 | 7.97e-06
[6 empty] | 8.08e-06 | 8.08e-06
[6 empty] | 6.78e-06 | 6.78e-06
[6 empty] | 6.33e-06 | 6.33e-06
[6 empty] | 8.25e-06 | 8.25e-06
[6 empty] | 1.032e-05 | 1.032e-05
[6 empty] | 1.163e-05 | 1.163e-05
[6 empty] | 1.04e-05 | 1.04e-05
[6 empty] | 1.203e-05 | 1.203e-05
[6 empty] | 1.259e-05 | 1.259e-05
[6 empty] | 1.282e-05 | 1.282e-05
[6 empty] | 8.94e-06 | 8.94e-06
[6 empty] | 4.47e-06 | 4.47e-06
[6 empty] | 2.92e-06 | 2.92e-06
[6 empty] | 3.2e-06 | 3.2e-06
[6 empty] | 3.56e-06 | 3.56e-06
[6 empty] | 3.56e-06 | 3.56e-06
[6 empty] | 4.42e-06 | 4.42e-06
[6 empty] | 7.97e-06 | 7.97e-06
[6 empty] | 1.333e-05 | 1.333e-05
[6 empty] | 1.832e-05 | 1.72e-05
[6 empty] | 1.558e-05 | 1.558e-05
[6 empty] | 1.219e-05 | 1.219e-05
[6 empty] | 8.42e-06 | 8.42e-06
[6 empty] | 7.97e-06 | 7.97e-06
[6 empty] | 8.08e-06 | 8.08e-06
[6 empty] | 6.78e-06 | 6.78e-06
[6 empty] | 6.33e-06 | 6.33e-06
[6 empty] | 8.25e-06 | 8.25e-06
[6 empty] | 1.032e-05 | 1.032e-05
[6 empty] | 1.163e-05 | 1.163e-05
[6 empty] | 1.04e-05 | 1.04e-05
[6 empty] | 1.203e-05 | 1.203e-05
[6 empty] | 1.259e-05 | 1.259e-05
[6 empty] | 1.282e-05 | 1.282e-05
[6 empty] | 8.94e-06 | 8.94e-06
[6 empty] | 4.47e-06 | 4.47e-06
[6 empty] | 2.92e-06 | 2.92e-06
[6 empty] | 3.2e-06 | 3.2e-06
[6 empty] | 3.56e-06 | 3.56e-06
[6 empty] | 3.56e-06 | 3.56e-06
[6 empty] | 4.42e-06 | 4.42e-06
[6 empty] | 7.97e-06 | 7.97e-06
[6 empty] | 1.333e-05 | 1.333e-05
[6 empty] | 1.832e-05 | 1.72e-05
[6 empty] | 1.558e-05 | 1.558e-05
[6 empty] | 1.219e-05 | 1.219e-05
[6 empty] | 8.42e-06 | 8.42e-06
[6 empty] | 7.97e-06 | 7.97e-06
[6 empty] | 8.08e-06 | 8.08e-06
[6 empty] | 6.78e-06 | 6.78e-06
[6 empty] | 6.33e-06 | 6.33e-06
[6 empty] | 8.25e-06 | 8.25e-06
[6 empty] | 1.032e-05 | 1.032e-05
[6 empty] | 1.163e-05 | 1.163e-05
[6 empty] | 1.04e-05 | 1.04e-05
[6 empty] | 1.203e-05 | 1.203e-05
[6 empty] | 1.259e-05 | 1.259e-05
[6 empty] | 1.282e-05 | 1.282e-05
[6 empty] | 8.94e-06 | 8.94e-06
[6 empty] | 4.47e-06 | 4.47e-06
[6 empty] | 5.44e-06 | 5.44e-06
[6 empty] | 4.48e-06 | 4.48e-06
[6 empty] | 5.23e-06 | 5.23e-06
[6 empty] | 5.61e-06 | 5.61e-06
[6 empty] | 6.57e-06 | 6.57e-06
[6 empty] | 8.05e-06 | 8.05e-06
[6 empty] | 1.665e-05 | 1.665e-05
[6 empty] | 2.571e-05 | 1.72e-05
[6 empty] | 2.758e-05 | 1.72e-05
[6 empty] | 1.303e-05 | 1.303e-05
[6 empty] | 1.113e-05 | 1.113e-05
[6 empty] | 1.645e-05 | 1.645e-05
[6 empty] | 1.355e-05 | 1.355e-05
[6 empty] | 1.296e-05 | 1.296e-05
[6 empty] | 1.449e-05 | 1.449e-05
[6 empty] | 2.011e-05 | 1.72e-05
[6 empty] | 2.465e-05 | 1.72e-05
[6 empty] | 2.411e-05 | 1.72e-05
[6 empty] | 3.181e-05 | 1.72e-05
[6 empty] | 2.425e-05 | 1.72e-05
[6 empty] | 3.239e-05 | 1.72e-05
[6 empty] | 2.986e-05 | 1.72e-05
[6 empty] | 1.816e-05 | 1.72e-05
[6 empty] | 1.134e-05 | 1.134e-05
[6 empty] | 8.75e-06 | 8.75e-06
[6 empty] | 7.42e-06 | 7.42e-06
[6 empty] | 7.52e-06 | 7.52e-06
[6 empty] | 7.35e-06 | 7.35e-06
[6 empty] | 8.19e-06 | 8.19e-06
[6 empty] | 1.076e-05 | 1.076e-05
[6 empty] | 1.259e-05 | 1.259e-05
[6 empty] | 1.657e-05 | 1.657e-05
[6 empty] | 2.265e-05 | 1.72e-05
[6 empty] | 2.395e-05 | 1.72e-05
[6 empty] | 2.013e-05 | 1.72e-05
[6 empty] | 9.91e-06 | 9.91e-06
[6 empty] | 6.93e-06 | 6.93e-06
[6 empty] | 5.05e-06 | 5.05e-06
[6 empty] | 5.85e-06 | 5.85e-06
[6 empty] | 8.58e-06 | 8.58e-06
[6 empty] | 1.211e-05 | 1.211e-05
[6 empty] | 1.918e-05 | 1.72e-05
[6 empty] | 1.85e-05 | 1.72e-05
[6 empty] | 2.013e-05 | 1.72e-05
[6 empty] | 1.788e-05 | 1.72e-05
[6 empty] | 1.604e-05 | 1.604e-05
[6 empty] | 8.57e-06 | 8.57e-06
[6 empty] | 4.35e-06 | 4.35e-06
[6 empty] | 2.92e-06 | 2.92e-06
[6 empty] | 3.2e-06 | 3.2e-06
[6 empty] | 3.56e-06 | 3.56e-06
[6 empty] | 3.56e-06 | 3.56e-06
[6 empty] | 4.42e-06 | 4.42e-06
[6 empty] | 7.97e-06 | 7.97e-06
[6 empty] | 1.333e-05 | 1.333e-05
[6 empty] | 1.832e-05 | 1.72e-05
[6 empty] | 1.558e-05 | 1.558e-05
[6 empty] | 1.219e-05 | 1.219e-05
[6 empty] | 8.42e-06 | 8.42e-06
[6 empty] | 7.97e-06 | 7.97e-06
[6 empty] | 8.08e-06 | 8.08e-06
[6 empty] | 6.78e-06 | 6.78e-06
[6 empty] | 6.33e-06 | 6.33e-06
[6 empty] | 8.25e-06 | 8.25e-06
[6 empty] | 1.032e-05 | 1.032e-05
[6 empty] | 1.163e-05 | 1.163e-05
[6 empty] | 1.04e-05 | 1.04e-05
[6 empty] | 1.203e-05 | 1.203e-05
[6 empty] | 1.259e-05 | 1.259e-05
[6 empty] | 1.282e-05 | 1.282e-05
[6 empty] | 8.94e-06 | 8.94e-06
[6 empty] | 4.47e-06 | 4.47e-06
[6 empty] | 2.92e-06 | 2.92e-06
[6 empty] | 3.2e-06 | 3.2e-06
[6 empty] | 3.56e-06 | 3.56e-06
[6 empty] | 3.56e-06 | 3.56e-06
[6 empty] | 4.42e-06 | 4.42e-06
[6 empty] | 7.97e-06 | 7.97e-06
[6 empty] | 1.333e-05 | 1.333e-05
[6 empty] | 1.832e-05 | 1.72e-05
[6 empty] | 1.558e-05 | 1.558e-05
[6 empty] | 1.219e-05 | 1.219e-05
[6 empty] | 8.42e-06 | 8.42e-06
[6 empty] | 7.97e-06 | 7.97e-06
[6 empty] | 8.08e-06 | 8.08e-06
[6 empty] | 6.78e-06 | 6.78e-06
[6 empty] | 6.33e-06 | 6.33e-06
[6 empty] | 8.25e-06 | 8.25e-06
[6 empty] | 1.032e-05 | 1.032e-05
[6 empty] | 1.163e-05 | 1.163e-05
[6 empty] | 1.04e-05 | 1.04e-05
[6 empty] | 1.203e-05 | 1.203e-05
[6 empty] | 1.259e-05 | 1.259e-05
[6 empty] | 1.282e-05 | 1.282e-05
[6 empty] | 8.94e-06 | 8.94e-06
[6 empty] | 4.47e-06 | 4.47e-06
[6 empty] | 2.92e-06 | 2.92e-06
[6 empty] | 3.2e-06 | 3.2e-06
[6 empty] | 3.56e-06 | 3.56e-06
[6 empty] | 3.56e-06 | 3.56e-06
[6 empty] | 4.42e-06 | 4.42e-06
[6 empty] | 7.97e-06 | 7.97e-06
[6 empty] | 1.333e-05 | 1.333e-05
[6 empty] | 1.832e-05 | 1.72e-05
[6 empty] | 1.558e-05 | 1.558e-05
[6 empty] | 1.219e-05 | 1.219e-05
[6 empty] | 8.42e-06 | 8.42e-06
[6 empty] | 7.97e-06 | 7.97e-06
[6 empty] | 8.08e-06 | 8.08e-06
[6 empty] | 6.78e-06 | 6.78e-06
[6 empty] | 6.33e-06 | 6.33e-06
[6 empty] | 8.25e-06 | 8.25e-06
[6 empty] | 1.032e-05 | 1.032e-05
[6 empty] | 1.163e-05 | 1.163e-05
[6 empty] | 1.04e-05 | 1.04e-05
[6 empty] | 1.203e-05 | 1.203e-05
[6 empty] | 1.259e-05 | 1.259e-05
[6 empty] | 1.282e-05 | 1.282e-05
[6 empty] | 8.94e-06 | 8.94e-06
[6 empty] | 4.47e-06 | 4.47e-06
[6 empty] | 2.92e-06 | 2.92e-06
[6 empty] | 3.2e-06 | 3.2e-06
[6 empty] | 3.56e-06 | 3.56e-06
[6 empty] | 3.56e-06 | 3.56e-06
[6 empty] | 4.42e-06 | 4.42e-06
[6 empty] | 7.97e-06 | 7.97e-06
[6 empty] | 1.333e-05 | 1.333e-05
[6 empty] | 1.832e-05 | 1.72e-05
[6 empty] | 1.558e-05 | 1.558e-05
[6 empty] | 1.219e-05 | 1.219e-05
[6 empty] | 8.42e-06 | 8.42e-06
[6 empty] | 7.97e-06 | 7.97e-06
[6 empty] | 8.08e-06 | 8.08e-06
[6 empty] | 6.78e-06 | 6.78e-06
[6 empty] | 6.33e-06 | 6.33e-06
[6 empty] | 8.25e-06 | 8.25e-06
[6 empty] | 1.032e-05 | 1.032e-05
[6 empty] | 1.163e-05 | 1.163e-05
[6 empty] | 1.04e-05 | 1.04e-05
[6 empty] | 1.203e-05 | 1.203e-05
[6 empty] | 1.259e-05 | 1.259e-05
[6 empty] | 1.282e-05 | 1.282e-05
[6 empty] | 8.94e-06 | 8.94e-06
[6 empty] | 4.47e-06 | 4.47e-06
[6 empty] | 2.92e-06 | 2.92e-06
[6 empty] | 3.2e-06 | 3.2e-06
[6 empty] | 3.56e-06 | 3.56e-06
[6 empty] | 3.56e-06 | 3.56e-06
[6 empty] | 4.42e-06 | 4.42e-06
[6 empty] | 7.97e-06 | 7.97e-06
[6 empty] | 1.333e-05 | 1.333e-05
[6 empty] | 1.832e-05 | 1.72e-05
[6 empty] | 1.558e-05 | 1.558e-05
[6 empty] | 1.219e-05 | 1.219e-05
[6 empty] | 8.42e-06 | 8.42e-06
[6 empty] | 7.97e-06 | 7.97e-06
[6 empty] | 8.08e-06 | 8.08e-06
[6 empty] | 6.78e-06 | 6.78e-06
[6 empty] | 6.33e-06 | 6.33e-06
[6 empty] | 8.25e-06 | 8.25e-06
[6 empty] | 1.032e-05 | 1.032e-05
[6 empty] | 1.163e-05 | 1.163e-05
[6 empty] | 1.04e-05 | 1.04e-05
[6 empty] | 1.203e-05 | 1.203e-05
[6 empty] | 1.259e-05 | 1.259e-05
[6 empty] | 1.282e-05 | 1.282e-05
[6 empty] | 8.94e-06 | 8.94e-06
[6 empty] | 4.47e-06 | 4.47e-06
[6 empty] | 5.44e-06 | 5.44e-06
[6 empty] | 4.48e-06 | 4.48e-06
[6 empty] | 5.23e-06 | 5.23e-06
[6 empty] | 5.61e-06 | 5.61e-06
[6 empty] | 6.57e-06 | 6.57e-06
[6 empty] | 8.05e-06 | 8.05e-06
[6 empty] | 1.665e-05 | 1.665e-05
[6 empty] | 2.571e-05 | 1.72e-05
[6 empty] | 2.758e-05 | 1.72e-05
[6 empty] | 1.303e-05 | 1.303e-05
[6 empty] | 1.113e-05 | 1.113e-05
[6 empty] | 1.645e-05 | 1.645e-05
[6 empty] | 1.355e-05 | 1.355e-05
[6 empty] | 1.296e-05 | 1.296e-05
[6 empty] | 1.449e-05 | 1.449e-05
[6 empty] | 2.011e-05 | 1.72e-05
[6 empty] | 2.465e-05 | 1.72e-05
[6 empty] | 2.411e-05 | 1.72e-05
[6 empty] | 3.181e-05 | 1.72e-05
[6 empty] | 2.425e-05 | 1.72e-05
[6 empty] | 3.239e-05 | 1.72e-05
[6 empty] | 2.986e-05 | 1.72e-05
[6 empty] | 1.816e-05 | 1.72e-05
[6 empty] | 1.134e-05 | 1.134e-05
[6 empty] | 8.75e-06 | 8.75e-06
[6 empty] | 7.42e-06 | 7.42e-06
[6 empty] | 7.52e-06 | 7.52e-06
[6 empty] | 7.35e-06 | 7.35e-06
[6 empty] | 8.19e-06 | 8.19e-06
[6 empty] | 1.076e-05 | 1.076e-05
[6 empty] | 1.259e-05 | 1.259e-05
[6 empty] | 1.657e-05 | 1.657e-05
[6 empty] | 2.265e-05 | 1.72e-05
[6 empty] | 2.395e-05 | 1.72e-05
[6 empty] | 2.013e-05 | 1.72e-05
[6 empty] | 9.91e-06 | 9.91e-06
[6 empty] | 6.93e-06 | 6.93e-06
[6 empty] | 5.05e-06 | 5.05e-06
[6 empty] | 5.85e-06 | 5.85e-06
[6 empty] | 8.58e-06 | 8.58e-06
[6 empty] | 1.211e-05 | 1.211e-05
[6 empty] | 1.918e-05 | 1.72e-05
[6 empty] | 1.85e-05 | 1.72e-05
[6 empty] | 2.013e-05 | 1.72e-05
[6 empty] | 1.788e-05 | 1.72e-05
[6 empty] | 1.604e-05 | 1.604e-05
[6 empty] | 8.57e-06 | 8.57e-06
[6 empty] | 4.35e-06 | 4.35e-06
[6 empty] | 2.92e-06 | 2.92e-06
[6 empty] | 3.2e-06 | 3.2e-06
[6 empty] | 3.56e-06 | 3.56e-06
[6 empty] | 3.56e-06 | 3.56e-06
[6 empty] | 4.42e-06 | 4.42e-06
[6 empty] | 7.97e-06 | 7.97e-06
[6 empty] | 1.333e-05 | 1.333e-05
[6 empty] | 1.832e-05 | 1.72e-05
[6 empty] | 1.558e-05 | 1.558e-05
[6 empty] | 1.219e-05 | 1.219e-05
[6 empty] | 8.42e-06 | 8.42e-06
[6 empty] | 7.97e-06 | 7.97e-06
[6 empty] | 8.08e-06 | 8.08e-06
[6 empty] | 6.78e-06 | 6.78e-06
[6 empty] | 6.33e-06 | 6.33e-06
[6 empty] | 8.25e-06 | 8.25e-06
[6 empty] | 1.032e-05 | 1.032e-05
[6 empty] | 1.163e-05 | 1.163e-05
[6 empty] | 1.04e-05 | 1.04e-05
[6 empty] | 1.203e-05 | 1.203e-05
[6 empty] | 1.259e-05 | 1.259e-05
[6 empty] | 1.282e-05 | 1.282e-05
[6 empty] | 8.94e-06 | 8.94e-06
[6 empty] | 4.47e-06 | 4.47e-06
[6 empty] | 2.92e-06 | 2.92e-06
[6 empty] | 3.2e-06 | 3.2e-06
[6 empty] | 3.56e-06 | 3.56e-06
[6 empty] | 3.56e-06 | 3.56e-06
[6 empty] | 4.42e-06 | 4.42e-06
[6 empty] | 7.97e-06 | 7.97e-06
[6 empty] | 1.333e-05 | 1.333e-05
[6 empty] | 1.832e-05 | 1.72e-05
[6 empty] | 1.558e-05 | 1.558e-05
[6 empty] | 1.219e-05 | 1.219e-05
[6 empty] | 8.42e-06 | 8.42e-06
[6 empty] | 7.97e-06 | 7.97e-06
[6 empty] | 8.08e-06 | 8.08e-06
[6 empty] | 6.78e-06 | 6.78e-06
[6 empty] | 6.33e-06 | 6.33e-06
[6 empty] | 8.25e-06 | 8.25e-06
[6 empty] | 1.032e-05 | 1.032e-05
[6 empty] | 1.163e-05 | 1.163e-05
[6 empty] | 1.04e-05 | 1.04e-05
[6 empty] | 1.203e-05 | 1.203e-05
[6 empty] | 1.259e-05 | 1.259e-05
[6 empty] | 1.282e-05 | 1.282e-05
[6 empty] | 8.94e-06 | 8.94e-06
[6 empty] | 4.47e-06 | 4.47e-06
[6 empty] | 2.92e-06 | 2.92e-06
[6 empty] | 3.2e-06 | 3.2e-06
[6 empty] | 3.56e-06 | 3.56e-06
[6 empty] | 3.56e-06 | 3.56e-06
[6 empty] | 4.42e-06 | 4.42e-06
[6 empty] | 7.97e-06 | 7.97e-06
[6 empty] | 1.333e-05 | 1.333e-05
[6 empty] | 1.832e-05 | 1.72e-05
[6 empty] | 1.558e-05 | 1.558e-05
[6 empty] | 1.219e-05 | 1.219e-05
[6 empty] | 8.42e-06 | 8.42e-06
[6 empty] | 7.97e-06 | 7.97e-06
[6 empty] | 8.08e-06 | 8.08e-06
[6 empty] | 6.78e-06 | 6.78e-06
[6 empty] | 6.33e-06 | 6.33e-06
[6 empty] | 8.25e-06 | 8.25e-06
[6 empty] | 1.032e-05 | 1.032e-05
[6 empty] | 1.163e-05 | 1.163e-05
[6 empty] | 1.04e-05 | 1.04e-05
[6 empty] | 1.203e-05 | 1.203e-05
[6 empty] | 1.259e-05 | 1.259e-05
[6 empty] | 1.282e-05 | 1.282e-05
[6 empty] | 8.94e-06 | 8.94e-06
[6 empty] | 4.47e-06 | 4.47e-06
[6 empty] | 2.92e-06 | 2.92e-06
[6 empty] | 3.2e-06 | 3.2e-06
[6 empty] | 3.56e-06 | 3.56e-06
[6 empty] | 3.56e-06 | 3.56e-06
[6 empty] | 4.42e-06 | 4.42e-06
[6 empty] | 7.97e-06 | 7.97e-06
[6 empty] | 1.333e-05 | 1.333e-05
[6 empty] | 1.832e-05 | 1.72e-05
[6 empty] | 1.558e-05 | 1.558e-05
[6 empty] | 1.219e-05 | 1.219e-05
[6 empty] | 8.42e-06 | 8.42e-06
[6 empty] | 7.97e-06 | 7.97e-06
[6 empty] | 8.08e-06 | 8.08e-06
[6 empty] | 6.78e-06 | 6.78e-06
[6 empty] | 6.33e-06 | 6.33e-06
[6 empty] | 8.25e-06 | 8.25e-06
[6 empty] | 1.032e-05 | 1.032e-05
[6 empty] | 1.163e-05 | 1.163e-05
[6 empty] | 1.04e-05 | 1.04e-05
[6 empty] | 1.203e-05 | 1.203e-05
[6 empty] | 1.259e-05 | 1.259e-05
[6 empty] | 1.282e-05 | 1.282e-05
[6 empty] | 8.94e-06 | 8.94e-06
[6 empty] | 4.47e-06 | 4.47e-06
[6 empty] | 2.92e-06 | 2.92e-06
[6 empty] | 3.2e-06 | 3.2e-06
[6 empty] | 3.56e-06 | 3.56e-06
[6 empty] | 3.56e-06 | 3.56e-06
[6 empty] | 4.42e-06 | 4.42e-06
[6 empty] | 7.97e-06 | 7.97e-06
[6 empty] | 1.333e-05 | 1.333e-05
[6 empty] | 1.832e-05 | 1.72e-05
[6 empty] | 1.558e-05 | 1.558e-05
[6 empty] | 1.219e-05 | 1.219e-05
[6 empty] | 8.42e-06 | 8.42e-06
[6 empty] | 7.97e-06 | 7.97e-06
[6 empty] | 8.08e-06 | 8.08e-06
[6 empty] | 6.78e-06 | 6.78e-06
[6 empty] | 6.33e-06 | 6.33e-06
[6 empty] | 8.25e-06 | 8.25e-06
[6 empty] | 1.032e-05 | 1.032e-05
[6 empty] | 1.163e-05 | 1.163e-05
[6 empty] | 1.04e-05 | 1.04e-05
[6 empty] | 1.203e-05 | 1.203e-05
[6 empty] | 1.259e-05 | 1.259e-05
[6 empty] | 1.282e-05 | 1.282e-05
[6 empty] | 8.94e-06 | 8.94e-06
[6 empty] | 4.47e-06 | 4.47e-06
[6 empty] | 5.44e-06 | 5.44e-06
[6 empty] | 4.48e-06 | 4.48e-06
[6 empty] | 5.23e-06 | 5.23e-06
[6 empty] | 5.61e-06 | 5.61e-06
[6 empty] | 6.57e-06 | 6.57e-06
[6 empty] | 8.05e-06 | 8.05e-06
[6 empty] | 1.665e-05 | 1.665e-05
[6 empty] | 2.571e-05 | 1.72e-05
[6 empty] | 2.758e-05 | 1.72e-05
[6 empty] | 1.303e-05 | 1.303e-05
[6 empty] | 1.113e-05 | 1.113e-05
[6 empty] | 1.645e-05 | 1.645e-05
[6 empty] | 1.355e-05 | 1.355e-05
[6 empty] | 1.296e-05 | 1.296e-05
[6 empty] | 1.449e-05 | 1.449e-05
[6 empty] | 2.011e-05 | 1.72e-05
[6 empty] | 2.465e-05 | 1.72e-05
[6 empty] | 2.411e-05 | 1.72e-05
[6 empty] | 3.181e-05 | 1.72e-05
[6 empty] | 2.425e-05 | 1.72e-05
[6 empty] | 3.239e-05 | 1.72e-05
[6 empty] | 2.986e-05 | 1.72e-05
[6 empty] | 1.816e-05 | 1.72e-05
[6 empty] | 1.134e-05 | 1.134e-05
[6 empty] | 8.75e-06 | 8.75e-06
[6 empty] | 7.42e-06 | 7.42e-06
[6 empty] | 7.52e-06 | 7.52e-06
[6 empty] | 7.35e-06 | 7.35e-06
[6 empty] | 8.19e-06 | 8.19e-06
[6 empty] | 1.076e-05 | 1.076e-05
[6 empty] | 1.259e-05 | 1.259e-05
[6 empty] | 1.657e-05 | 1.657e-05
[6 empty] | 2.265e-05 | 1.72e-05
[6 empty] | 2.395e-05 | 1.72e-05
[6 empty] | 2.013e-05 | 1.72e-05
[6 empty] | 9.91e-06 | 9.91e-06
[6 empty] | 6.93e-06 | 6.93e-06
[6 empty] | 5.05e-06 | 5.05e-06
[6 empty] | 5.85e-06 | 5.85e-06
[6 empty] | 8.58e-06 | 8.58e-06
[6 empty] | 1.211e-05 | 1.211e-05
[6 empty] | 1.918e-05 | 1.72e-05
[6 empty] | 1.85e-05 | 1.72e-05
[6 empty] | 2.013e-05 | 1.72e-05
[6 empty] | 1.788e-05 | 1.72e-05
[6 empty] | 1.604e-05 | 1.604e-05
[6 empty] | 8.57e-06 | 8.57e-06
[6 empty] | 4.35e-06 | 4.35e-06
[6 empty] | 2.92e-06 | 2.92e-06
[6 empty] | 3.2e-06 | 3.2e-06
[6 empty] | 3.56e-06 | 3.56e-06
[6 empty] | 3.56e-06 | 3.56e-06
[6 empty] | 4.42e-06 | 4.42e-06
[6 empty] | 7.97e-06 | 7.97e-06
[6 empty] | 1.333e-05 | 1.333e-05
[6 empty] | 1.832e-05 | 1.72e-05
[6 empty] | 1.558e-05 | 1.558e-05
[6 empty] | 1.219e-05 | 1.219e-05
[6 empty] | 8.42e-06 | 8.42e-06
[6 empty] | 7.97e-06 | 7.97e-06
[6 empty] | 8.08e-06 | 8.08e-06
[6 empty] | 6.78e-06 | 6.78e-06
[6 empty] | 6.33e-06 | 6.33e-06
[6 empty] | 8.25e-06 | 8.25e-06
[6 empty] | 1.032e-05 | 1.032e-05
[6 empty] | 1.163e-05 | 1.163e-05
[6 empty] | 1.04e-05 | 1.04e-05
[6 empty] | 1.203e-05 | 1.203e-05
[6 empty] | 1.259e-05 | 1.259e-05
[6 empty] | 1.282e-05 | 1.282e-05
[6 empty] | 8.94e-06 | 8.94e-06
[6 empty] | 4.47e-06 | 4.47e-06
[6 empty] | 2.92e-06 | 2.92e-06
[6 empty] | 3.2e-06 | 3.2e-06
[6 empty] | 3.56e-06 | 3.56e-06
[6 empty] | 3.56e-06 | 3.56e-06
[6 empty] | 4.42e-06 | 4.42e-06
[6 empty] | 7.97e-06 | 7.97e-06
[6 empty] | 1.333e-05 | 1.333e-05
[6 empty] | 1.832e-05 | 1.72e-05
[6 empty] | 1.558e-05 | 1.558e-05
[6 empty] | 1.219e-05 | 1.219e-05
[6 empty] | 8.42e-06 | 8.42e-06
[6 empty] | 7.97e-06 | 7.97e-06
[6 empty] | 8.08e-06 | 8.08e-06
[6 empty] | 6.78e-06 | 6.78e-06
[6 empty] | 6.33e-06 | 6.33e-06
[6 empty] | 8.25e-06 | 8.25e-06
[6 empty] | 1.032e-05 | 1.032e-05
[6 empty] | 1.163e-05 | 1.163e-05
[6 empty] | 1.04e-05 | 1.04e-05
[6 empty] | 1.203e-05 | 1.203e-05
[6 empty] | 1.259e-05 | 1.259e-05
[6 empty] | 1.282e-05 | 1.282e-05
[6 empty] | 8.94e-06 | 8.94e-06
[6 empty] | 4.47e-06 | 4.47e-06
[6 empty] | 2.92e-06 | 2.92e-06
[6 empty] | 3.2e-06 | 3.2e-06
[6 empty] | 3.56e-06 | 3.56e-06
[6 empty] | 3.56e-06 | 3.56e-06
[6 empty] | 4.42e-06 | 4.42e-06
[6 empty] | 7.97e-06 | 7.97e-06
[6 empty] | 1.333e-05 | 1.333e-05
[6 empty] | 1.832e-05 | 1.72e-05
[6 empty] | 1.558e-05 | 1.558e-05
[6 empty] | 1.219e-05 | 1.219e-05
[6 empty] | 8.42e-06 | 8.42e-06
[6 empty] | 7.97e-06 | 7.97e-06
[6 empty] | 8.08e-06 | 8.08e-06
[6 empty] | 6.78e-06 | 6.78e-06
[6 empty] | 6.33e-06 | 6.33e-06
[6 empty] | 8.25e-06 | 8.25e-06
[6 empty] | 1.032e-05 | 1.032e-05
[6 empty] | 1.163e-05 | 1.163e-05
[6 empty] | 1.04e-05 | 1.04e-05
[6 empty] | 1.203e-05 | 1.203e-05
[6 empty] | 1.259e-05 | 1.259e-05
[6 empty] | 1.282e-05 | 1.282e-05
[6 empty] | 8.94e-06 | 8.94e-06
[6 empty] | 4.47e-06 | 4.47e-06
[6 empty] | 2.92e-06 | 2.92e-06
[6 empty] | 3.2e-06 | 3.2e-06
[6 empty] | 3.56e-06 | 3.56e-06
[6 empty] | 3.56e-06 | 3.56e-06
[6 empty] | 4.42e-06 | 4.42e-06
[6 empty] | 7.97e-06 | 7.97e-06
[6 empty] | 1.333e-05 | 1.333e-05
[6 empty] | 1.832e-05 | 1.72e-05
[6 empty] | 1.558e-05 | 1.558e-05
[6 empty] | 1.219e-05 | 1.219e-05
[6 empty] | 8.42e-06 | 8.42e-06
[6 empty] | 7.97e-06 | 7.97e-06
[6 empty] | 8.08e-06 | 8.08e-06
[6 empty] | 6.78e-06 | 6.78e-06
[6 empty] | 6.33e-06 | 6.33e-06
[6 empty] | 8.25e-06 | 8.25e-06
[6 empty] | 1.032e-05 | 1.032e-05
[6 empty] | 1.163e-05 | 1.163e-05
[6 empty] | 1.04e-05 | 1.04e-05
[6 empty] | 1.203e-05 | 1.203e-05
[6 empty] | 1.259e-05 | 1.259e-05
[6 empty] | 1.282e-05 | 1.282e-05
[6 empty] | 8.94e-06 | 8.94e-06
[6 empty] | 4.47e-06 | 4.47e-06
[6 empty] | 2.92e-06 | 2.92e-06
[6 empty] | 3.2e-06 | 3.2e-06
[6 empty] | 3.56e-06 | 3.56e-06
[6 empty] | 3.56e-06 | 3.56e-06
[6 empty] | 4.42e-06 | 4.42e-06
[6 empty] | 7.97e-06 | 7.97e-06
[6 empty] | 1.333e-05 | 1.333e-05
[6 empty] | 1.832e-05 | 1.72e-05
[6 empty] | 1.558e-05 | 1.558e-05
[6 empty] | 1.219e-05 | 1.219e-05
[6 empty] | 8.42e-06 | 8.42e-06
[6 empty] | 7.97e-06 | 7.97e-06
[6 empty] | 8.08e-06 | 8.08e-06
[6 empty] | 6.78e-06 | 6.78e-06
[6 empty] | 6.33e-06 | 6.33e-06
[6 empty] | 8.25e-06 | 8.25e-06
[6 empty] | 1.032e-05 | 1.032e-05
[6 empty] | 1.163e-05 | 1.163e-05
[6 empty] | 1.04e-05 | 1.04e-05
[6 empty] | 1.203e-05 | 1.203e-05
[6 empty] | 1.259e-05 | 1.259e-05
[6 empty] | 1.282e-05 | 1.282e-05
[6 empty] | 8.94e-06 | 8.94e-06
[6 empty] | 4.47e-06 | 4.47e-06
[6 empty] | 5.44e-06 | 5.44e-06
[6 empty] | 4.48e-06 | 4.48e-06
[6 empty] | 5.23e-06 | 5.23e-06
[6 empty] | 5.61e-06 | 5.61e-06
[6 empty] | 6.57e-06 | 6.57e-06
[6 empty] | 8.05e-06 | 8.05e-06
[6 empty] | 1.665e-05 | 1.665e-05
[6 empty] | 2.571e-05 | 1.72e-05
[6 empty] | 2.758e-05 | 1.72e-05
[6 empty] | 1.303e-05 | 1.303e-05
[6 empty] | 1.113e-05 | 1.113e-05
[6 empty] | 1.645e-05 | 1.645e-05
[6 empty] | 1.355e-05 | 1.355e-05
[6 empty] | 1.296e-05 | 1.296e-05
[6 empty] | 1.449e-05 | 1.449e-05
[6 empty] | 2.011e-05 | 1.72e-05
[6 empty] | 2.465e-05 | 1.72e-05
[6 empty] | 2.411e-05 | 1.72e-05
[6 empty] | 3.181e-05 | 1.72e-05
[6 empty] | 2.425e-05 | 1.72e-05
[6 empty] | 3.239e-05 | 1.72e-05
[6 empty] | 2.986e-05 | 1.72e-05
[6 empty] | 1.816e-05 | 1.72e-05
[6 empty] | 1.134e-05 | 1.134e-05
[6 empty] | 8.75e-06 | 8.75e-06
[6 empty] | 7.42e-06 | 7.42e-06
[6 empty] | 7.52e-06 | 7.52e-06
[6 empty] | 7.35e-06 | 7.35e-06
[6 empty] | 8.19e-06 | 8.19e-06
[6 empty] | 1.076e-05 | 1.076e-05
[6 empty] | 1.259e-05 | 1.259e-05
[6 empty] | 1.657e-05 | 1.657e-05
[6 empty] | 2.265e-05 | 1.72e-05
[6 empty] | 2.395e-05 | 1.72e-05
[6 empty] | 2.013e-05 | 1.72e-05
[6 empty] | 9.91e-06 | 9.91e-06
[6 empty] | 6.93e-06 | 6.93e-06
[6 empty] | 5.05e-06 | 5.05e-06
[6 empty] | 5.85e-06 | 5.85e-06
[6 empty] | 8.58e-06 | 8.58e-06
[6 empty] | 1.211e-05 | 1.211e-05
[6 empty] | 1.918e-05 | 1.72e-05
[6 empty] | 1.85e-05 | 1.72e-05
[6 empty] | 2.013e-05 | 1.72e-05
[6 empty] | 1.788e-05 | 1.72e-05
[6 empty] | 1.604e-05 | 1.604e-05
[6 empty] | 8.57e-06 | 8.57e-06
[6 empty] | 4.35e-06 | 4.35e-06
[6 empty] | 2.92e-06 | 2.92e-06
[6 empty] | 3.2e-06 | 3.2e-06
[6 empty] | 3.56e-06 | 3.56e-06
[6 empty] | 3.56e-06 | 3.56e-06
[6 empty] | 4.42e-06 | 4.42e-06
[6 empty] | 7.97e-06 | 7.97e-06
[6 empty] | 1.333e-05 | 1.333e-05
[6 empty] | 1.832e-05 | 1.72e-05
[6 empty] | 1.558e-05 | 1.558e-05
[6 empty] | 1.219e-05 | 1.219e-05
[6 empty] | 8.42e-06 | 8.42e-06
[6 empty] | 7.97e-06 | 7.97e-06
[6 empty] | 8.08e-06 | 8.08e-06
[6 empty] | 6.78e-06 | 6.78e-06
[6 empty] | 6.33e-06 | 6.33e-06
[6 empty] | 8.25e-06 | 8.25e-06
[6 empty] | 1.032e-05 | 1.032e-05
[6 empty] | 1.163e-05 | 1.163e-05
[6 empty] | 1.04e-05 | 1.04e-05
[6 empty] | 1.203e-05 | 1.203e-05
[6 empty] | 1.259e-05 | 1.259e-05
[6 empty] | 1.282e-05 | 1.282e-05
[6 empty] | 8.94e-06 | 8.94e-06
[6 empty] | 4.47e-06 | 4.47e-06
[6 empty] | 2.92e-06 | 2.92e-06
[6 empty] | 3.2e-06 | 3.2e-06
[6 empty] | 3.56e-06 | 3.56e-06
[6 empty] | 3.56e-06 | 3.56e-06
[6 empty] | 4.42e-06 | 4.42e-06
[6 empty] | 7.97e-06 | 7.97e-06
[6 empty] | 1.333e-05 | 1.333e-05
[6 empty] | 1.832e-05 | 1.72e-05
[6 empty] | 1.558e-05 | 1.558e-05
[6 empty] | 1.219e-05 | 1.219e-05
[6 empty] | 8.42e-06 | 8.42e-06
[6 empty] | 7.97e-06 | 7.97e-06
[6 empty] | 8.08e-06 | 8.08e-06
[6 empty] | 6.78e-06 | 6.78e-06
[6 empty] | 6.33e-06 | 6.33e-06
[6 empty] | 8.25e-06 | 8.25e-06
[6 empty] | 1.032e-05 | 1.032e-05
[6 empty] | 1.163e-05 | 1.163e-05
[6 empty] | 1.04e-05 | 1.04e-05
[6 empty] | 1.203e-05 | 1.203e-05
[6 empty] | 1.259e-05 | 1.259e-05
[6 empty] | 1.282e-05 | 1.282e-05
[6 empty] | 8.94e-06 | 8.94e-06
[6 empty] | 4.47e-06 | 4.47e-06
[6 empty] | 2.92e-06 | 2.92e-06
[6 empty] | 3.2e-06 | 3.2e-06
[6 empty] | 3.56e-06 | 3.56e-06
[6 empty] | 3.56e-06 | 3.56e-06
[6 empty] | 4.42e-06 | 4.42e-06
[6 empty] | 7.97e-06 | 7.97e-06
[6 empty] | 1.333e-05 | 1.333e-05
[6 empty] | 1.832e-05 | 1.72e-05
[6 empty] | 1.558e-05 | 1.558e-05
[6 empty] | 1.219e-05 | 1.219e-05
[6 empty] | 8.42e-06 | 8.42e-06
[6 empty] | 7.97e-06 | 7.97e-06
[6 empty] | 8.08e-06 | 8.08e-06
[6 empty] | 6.78e-06 | 6.78e-06
[6 empty] | 6.33e-06 | 6.33e-06
[6 empty] | 8.25e-06 | 8.25e-06
[6 empty] | 1.032e-05 | 1.032e-05
[6 empty] | 1.163e-05 | 1.163e-05
[6 empty] | 1.04e-05 | 1.04e-05
[6 empty] | 1.203e-05 | 1.203e-05
[6 empty] | 1.259e-05 | 1.259e-05
[6 empty] | 1.282e-05 | 1.282e-05
[6 empty] | 8.94e-06 | 8.94e-06
[6 empty] | 4.47e-06 | 4.47e-06
[6 empty] | 2.92e-06 | 2.92e-06
[6 empty] | 3.2e-06 | 3.2e-06
[6 empty] | 3.56e-06 | 3.56e-06
[6 empty] | 3.56e-06 | 3.56e-06
[6 empty] | 4.42e-06 | 4.42e-06
[6 empty] | 7.97e-06 | 7.97e-06
[6 empty] | 1.333e-05 | 1.333e-05
[6 empty] | 1.832e-05 | 1.72e-05
[6 empty] | 1.558e-05 | 1.558e-05
[6 empty] | 1.219e-05 | 1.219e-05
[6 empty] | 8.42e-06 | 8.42e-06
[6 empty] | 7.97e-06 | 7.97e-06
[6 empty] | 8.08e-06 | 8.08e-06
[6 empty] | 6.78e-06 | 6.78e-06
[6 empty] | 6.33e-06 | 6.33e-06
[6 empty] | 8.25e-06 | 8.25e-06
[6 empty] | 1.032e-05 | 1.032e-05
[6 empty] | 1.163e-05 | 1.163e-05
[6 empty] | 1.04e-05 | 1.04e-05
[6 empty] | 1.203e-05 | 1.203e-05
[6 empty] | 1.259e-05 | 1.259e-05
[6 empty] | 1.282e-05 | 1.282e-05
[6 empty] | 8.94e-06 | 8.94e-06
[6 empty] | 4.47e-06 | 4.47e-06
[6 empty] | 2.92e-06 | 2.92e-06
[6 empty] | 3.2e-06 | 3.2e-06
[6 empty] | 3.56e-06 | 3.56e-06
[6 empty] | 3.56e-06 | 3.56e-06
[6 empty] | 4.42e-06 | 4.42e-06
[6 empty] | 7.97e-06 | 7.97e-06
[6 empty] | 1.333e-05 | 1.333e-05
[6 empty] | 1.832e-05 | 1.72e-05
[6 empty] | 1.558e-05 | 1.558e-05
[6 empty] | 1.219e-05 | 1.219e-05
[6 empty] | 8.42e-06 | 8.42e-06
[6 empty] | 7.97e-06 | 7.97e-06
[6 empty] | 8.08e-06 | 8.08e-06
[6 empty] | 6.78e-06 | 6.78e-06
[6 empty] | 6.33e-06 | 6.33e-06
[6 empty] | 8.25e-06 | 8.25e-06
[6 empty] | 1.032e-05 | 1.032e-05
[6 empty] | 1.163e-05 | 1.163e-05
[6 empty] | 1.04e-05 | 1.04e-05
[6 empty] | 1.203e-05 | 1.203e-05
[6 empty] | 1.259e-05 | 1.259e-05
[6 empty] | 1.282e-05 | 1.282e-05
[6 empty] | 8.94e-06 | 8.94e-06
[6 empty] | 4.47e-06 | 4.47e-06
[6 empty] | 5.44e-06 | 5.44e-06
[6 empty] | 4.48e-06 | 4.48e-06
[6 empty] | 5.23e-06 | 5.23e-06
[6 empty] | 5.61e-06 | 5.61e-06
[6 empty] | 6.57e-06 | 6.57e-06
[6 empty] | 8.05e-06 | 8.05e-06
[6 empty] | 1.665e-05 | 1.665e-05
[6 empty] | 2.571e-05 | 1.72e-05
[6 empty] | 2.758e-05 | 1.72e-05
[6 empty] | 1.303e-05 | 1.303e-05
[6 empty] | 1.113e-05 | 1.113e-05
[6 empty] | 1.645e-05 | 1.645e-05
[6 empty] | 1.355e-05 | 1.355e-05
[6 empty] | 1.296e-05 | 1.296e-05
[6 empty] | 1.449e-05 | 1.449e-05
[6 empty] | 2.011e-05 | 1.72e-05
[6 empty] | 2.465e-05 | 1.72e-05
[6 empty] | 2.411e-05 | 1.72e-05
[6 empty] | 3.181e-05 | 1.72e-05
[6 empty] | 2.425e-05 | 1.72e-05
[6 empty] | 3.239e-05 | 1.72e-05
[6 empty] | 2.986e-05 | 1.72e-05
[6 empty] | 1.816e-05 | 1.72e-05
[6 empty] | 1.134e-05 | 1.134e-05
[6 empty] | 8.75e-06 | 8.75e-06
[6 empty] | 7.42e-06 | 7.42e-06
[6 empty] | 7.52e-06 | 7.52e-06
[6 empty] | 7.35e-06 | 7.35e-06
[6 empty] | 8.19e-06 | 8.19e-06
[6 empty] | 1.076e-05 | 1.076e-05
[6 empty] | 1.259e-05 | 1.259e-05
[6 empty] | 1.657e-05 | 1.657e-05
[6 empty] | 2.265e-05 | 1.72e-05
[6 empty] | 2.395e-05 | 1.72e-05
[6 empty] | 2.013e-05 | 1.72e-05
[6 empty] | 9.91e-06 | 9.91e-06
[6 empty] | 6.93e-06 | 6.93e-06
[6 empty] | 5.05e-06 | 5.05e-06
[6 empty] | 5.85e-06 | 5.85e-06
[6 empty] | 8.58e-06 | 8.58e-06
[6 empty] | 1.211e-05 | 1.211e-05
[6 empty] | 1.918e-05 | 1.72e-05
[6 empty] | 1.85e-05 | 1.72e-05
[6 empty] | 2.013e-05 | 1.72e-05
[6 empty] | 1.788e-05 | 1.72e-05
[6 empty] | 1.604e-05 | 1.604e-05
[6 empty] | 8.57e-06 | 8.57e-06
[6 empty] | 4.35e-06 | 4.35e-06
[6 empty] | 2.92e-06 | 2.92e-06
[6 empty] | 3.2e-06 | 3.2e-06
[6 empty] | 3.56e-06 | 3.56e-06
[6 empty] | 3.56e-06 | 3.56e-06
[6 empty] | 4.42e-06 | 4.42e-06
[6 empty] | 7.97e-06 | 7.97e-06
[6 empty] | 1.333e-05 | 1.333e-05
[6 empty] | 1.832e-05 | 1.72e-05
[6 empty] | 1.558e-05 | 1.558e-05
[6 empty] | 1.219e-05 | 1.219e-05
[6 empty] | 8.42e-06 | 8.42e-06
[6 empty] | 7.97e-06 | 7.97e-06
[6 empty] | 8.08e-06 | 8.08e-06
[6 empty] | 6.78e-06 | 6.78e-06
[6 empty] | 6.33e-06 | 6.33e-06
[6 empty] | 8.25e-06 | 8.25e-06
[6 empty] | 1.032e-05 | 1.032e-05
[6 empty] | 1.163e-05 | 1.163e-05
[6 empty] | 1.04e-05 | 1.04e-05
[6 empty] | 1.203e-05 | 1.203e-05
[6 empty] | 1.259e-05 | 1.259e-05
[6 empty] | 1.282e-05 | 1.282e-05
[6 empty] | 8.94e-06 | 8.94e-06
[6 empty] | 4.47e-06 | 4.47e-06
[6 empty] | 2.92e-06 | 2.92e-06
[6 empty] | 3.2e-06 | 3.2e-06
[6 empty] | 3.56e-06 | 3.56e-06
[6 empty] | 3.56e-06 | 3.56e-06
[6 empty] | 4.42e-06 | 4.42e-06
[6 empty] | 7.97e-06 | 7.97e-06
[6 empty] | 1.333e-05 | 1.333e-05
[6 empty] | 1.832e-05 | 1.72e-05
[6 empty] | 1.558e-05 | 1.558e-05
[6 empty] | 1.219e-05 | 1.219e-05
[6 empty] | 8.42e-06 | 8.42e-06
[6 empty] | 7.97e-06 | 7.97e-06
[6 empty] | 8.08e-06 | 8.08e-06
[6 empty] | 6.78e-06 | 6.78e-06
[6 empty] | 6.33e-06 | 6.33e-06
[6 empty] | 8.25e-06 | 8.25e-06
[6 empty] | 1.032e-05 | 1.032e-05
[6 empty] | 1.163e-05 | 1.163e-05
[6 empty] | 1.04e-05 | 1.04e-05
[6 empty] | 1.203e-05 | 1.203e-05
[6 empty] | 1.259e-05 | 1.259e-05
[6 empty] | 1.282e-05 | 1.282e-05
[6 empty] | 8.94e-06 | 8.94e-06
[6 empty] | 4.47e-06 | 4.47e-06
[6 empty] | 2.92e-06 | 2.92e-06
[6 empty] | 3.2e-06 | 3.2e-06
[6 empty] | 3.56e-06 | 3.56e-06
[6 empty] | 3.56e-06 | 3.56e-06
[6 empty] | 4.42e-06 | 4.42e-06
[6 empty] | 7.97e-06 | 7.97e-06
[6 empty] | 1.333e-05 | 1.333e-05
[6 empty] | 1.832e-05 | 1.72e-05
[6 empty] | 1.558e-05 | 1.558e-05
[6 empty] | 1.219e-05 | 1.219e-05
[6 empty] | 8.42e-06 | 8.42e-06
[6 empty] | 7.97e-06 | 7.97e-06
[6 empty] | 8.08e-06 | 8.08e-06
[6 empty] | 6.78e-06 | 6.78e-06
[6 empty] | 6.33e-06 | 6.33e-06
[6 empty] | 8.25e-06 | 8.25e-06
[6 empty] | 1.032e-05 | 1.032e-05
[6 empty] | 1.163e-05 | 1.163e-05
[6 empty] | 1.04e-05 | 1.04e-05
[6 empty] | 1.203e-05 | 1.203e-05
[6 empty] | 1.259e-05 | 1.259e-05
[6 empty] | 1.282e-05 | 1.282e-05
[6 empty] | 8.94e-06 | 8.94e-06
[6 empty] | 4.47e-06 | 4.47e-06
[6 empty] | 2.92e-06 | 2.92e-06
[6 empty] | 3.2e-06 | 3.2e-06
[6 empty] | 3.56e-06 | 3.56e-06
[6 empty] | 3.56e-06 | 3.56e-06
[6 empty] | 4.42e-06 | 4.42e-06
[6 empty] | 7.97e-06 | 7.97e-06
[6 empty] | 1.333e-05 | 1.333e-05
[6 empty] | 1.832e-05 | 1.72e-05
[6 empty] | 1.558e-05 | 1.558e-05
[6 empty] | 1.219e-05 | 1.219e-05
[6 empty] | 8.42e-06 | 8.42e-06
[6 empty] | 7.97e-06 | 7.97e-06
[6 empty] | 8.08e-06 | 8.08e-06
[6 empty] | 6.78e-06 | 6.78e-06
[6 empty] | 6.33e-06 | 6.33e-06
[6 empty] | 8.25e-06 | 8.25e-06
[6 empty] | 1.032e-05 | 1.032e-05
[6 empty] | 1.163e-05 | 1.163e-05
[6 empty] | 1.04e-05 | 1.04e-05
[6 empty] | 1.203e-05 | 1.203e-05
[6 empty] | 1.259e-05 | 1.259e-05
[6 empty] | 1.282e-05 | 1.282e-05
[6 empty] | 8.94e-06 | 8.94e-06
[6 empty] | 4.47e-06 | 4.47e-06
[6 empty] | 2.92e-06 | 2.92e-06
[6 empty] | 3.2e-06 | 3.2e-06
[6 empty] | 3.56e-06 | 3.56e-06
[6 empty] | 3.56e-06 | 3.56e-06
[6 empty] | 4.42e-06 | 4.42e-06
[6 empty] | 7.97e-06 | 7.97e-06
[6 empty] | 1.333e-05 | 1.333e-05
[6 empty] | 1.832e-05 | 1.72e-05
[6 empty] | 1.558e-05 | 1.558e-05
[6 empty] | 1.219e-05 | 1.219e-05
[6 empty] | 8.42e-06 | 8.42e-06
[6 empty] | 7.97e-06 | 7.97e-06
[6 empty] | 8.08e-06 | 8.08e-06
[6 empty] | 6.78e-06 | 6.78e-06
[6 empty] | 6.33e-06 | 6.33e-06
[6 empty] | 8.25e-06 | 8.25e-06
[6 empty] | 1.032e-05 | 1.032e-05
[6 empty] | 1.163e-05 | 1.163e-05
[6 empty] | 1.04e-05 | 1.04e-05
[6 empty] | 1.203e-05 | 1.203e-05
[6 empty] | 1.259e-05 | 1.259e-05
[6 empty] | 1.282e-05 | 1.282e-05
[6 empty] | 8.94e-06 | 8.94e-06
[6 empty] | 4.47e-06 | 4.47e-06
[6 empty] | 5.44e-06 | 5.44e-06
[6 empty] | 4.48e-06 | 4.48e-06
[6 empty] | 5.23e-06 | 5.23e-06
[6 empty] | 5.61e-06 | 5.61e-06
[6 empty] | 6.57e-06 | 6.57e-06
[6 empty] | 8.05e-06 | 8.05e-06
[6 empty] | 1.665e-05 | 1.665e-05
[6 empty] | 2.571e-05 | 1.72e-05
[6 empty] | 2.758e-05 | 1.72e-05
[6 empty] | 1.303e-05 | 1.303e-05
[6 empty] | 1.113e-05 | 1.113e-05
[6 empty] | 1.645e-05 | 1.645e-05
[6 empty] | 1.355e-05 | 1.355e-05
[6 empty] | 1.296e-05 | 1.296e-05
[6 empty] | 1.449e-05 | 1.449e-05
[6 empty] | 2.011e-05 | 1.72e-05
[6 empty] | 2.465e-05 | 1.72e-05
[6 empty] | 2.411e-05 | 1.72e-05
[6 empty] | 3.181e-05 | 1.72e-05
[6 empty] | 2.425e-05 | 1.72e-05
[6 empty] | 3.239e-05 | 1.72e-05
[6 empty] | 2.986e-05 | 1.72e-05
[6 empty] | 1.816e-05 | 1.72e-05
[6 empty] | 1.134e-05 | 1.134e-05
[6 empty] | 8.75e-06 | 8.75e-06
[6 empty] | 7.42e-06 | 7.42e-06
[6 empty] | 7.52e-06 | 7.52e-06
[6 empty] | 7.35e-06 | 7.35e-06
[6 empty] | 8.19e-06 | 8.19e-06
[6 empty] | 1.076e-05 | 1.076e-05
[6 empty] | 1.259e-05 | 1.259e-05
[6 empty] | 1.657e-05 | 1.657e-05
[6 empty] | 2.265e-05 | 1.72e-05
[6 empty] | 2.395e-05 | 1.72e-05
[6 empty] | 2.013e-05 | 1.72e-05
[6 empty] | 9.91e-06 | 9.91e-06
[6 empty] | 6.93e-06 | 6.93e-06
[6 empty] | 5.05e-06 | 5.05e-06
[6 empty] | 5.85e-06 | 5.85e-06
[6 empty] | 8.58e-06 | 8.58e-06
[6 empty] | 1.211e-05 | 1.211e-05
[6 empty] | 1.918e-05 | 1.72e-05
[6 empty] | 1.85e-05 | 1.72e-05
[6 empty] | 2.013e-05 | 1.72e-05
[6 empty] | 1.788e-05 | 1.72e-05
[6 empty] | 1.604e-05 | 1.604e-05
[6 empty] | 8.57e-06 | 8.57e-06
[6 empty] | 4.35e-06 | 4.35e-06
[6 empty] | 2.92e-06 | 2.92e-06
[6 empty] | 3.2e-06 | 3.2e-06
[6 empty] | 3.56e-06 | 3.56e-06
[6 empty] | 3.56e-06 | 3.56e-06
[6 empty] | 4.42e-06 | 4.42e-06
[6 empty] | 7.97e-06 | 7.97e-06
[6 empty] | 1.333e-05 | 1.333e-05
[6 empty] | 1.832e-05 | 1.72e-05
[6 empty] | 1.558e-05 | 1.558e-05
[6 empty] | 1.219e-05 | 1.219e-05
[6 empty] | 8.42e-06 | 8.42e-06
[6 empty] | 7.97e-06 | 7.97e-06
[6 empty] | 8.08e-06 | 8.08e-06
[6 empty] | 6.78e-06 | 6.78e-06
[6 empty] | 6.33e-06 | 6.33e-06
[6 empty] | 8.25e-06 | 8.25e-06
[6 empty] | 1.032e-05 | 1.032e-05
[6 empty] | 1.163e-05 | 1.163e-05
[6 empty] | 1.04e-05 | 1.04e-05
[6 empty] | 1.203e-05 | 1.203e-05
[6 empty] | 1.259e-05 | 1.259e-05
[6 empty] | 1.282e-05 | 1.282e-05
[6 empty] | 8.94e-06 | 8.94e-06
[6 empty] | 4.47e-06 | 4.47e-06
[6 empty] | 2.92e-06 | 2.92e-06
[6 empty] | 3.2e-06 | 3.2e-06
[6 empty] | 3.56e-06 | 3.56e-06
[6 empty] | 3.56e-06 | 3.56e-06
[6 empty] | 4.42e-06 | 4.42e-06
[6 empty] | 7.97e-06 | 7.97e-06
[6 empty] | 1.333e-05 | 1.333e-05
[6 empty] | 1.832e-05 | 1.72e-05
[6 empty] | 1.558e-05 | 1.558e-05
[6 empty] | 1.219e-05 | 1.219e-05
[6 empty] | 8.42e-06 | 8.42e-06
[6 empty] | 7.97e-06 | 7.97e-06
[6 empty] | 8.08e-06 | 8.08e-06
[6 empty] | 6.78e-06 | 6.78e-06
[6 empty] | 6.33e-06 | 6.33e-06
[6 empty] | 8.25e-06 | 8.25e-06
[6 empty] | 1.032e-05 | 1.032e-05
[6 empty] | 1.163e-05 | 1.163e-05
[6 empty] | 1.04e-05 | 1.04e-05
[6 empty] | 1.203e-05 | 1.203e-05
[6 empty] | 1.259e-05 | 1.259e-05
[6 empty] | 1.282e-05 | 1.282e-05
[6 empty] | 8.94e-06 | 8.94e-06
[6 empty] | 4.47e-06 | 4.47e-06
[6 empty] | 2.92e-06 | 2.92e-06
[6 empty] | 3.2e-06 | 3.2e-06
[6 empty] | 3.56e-06 | 3.56e-06
[6 empty] | 3.56e-06 | 3.56e-06
[6 empty] | 4.42e-06 | 4.42e-06
[6 empty] | 7.97e-06 | 7.97e-06
[6 empty] | 1.333e-05 | 1.333e-05
[6 empty] | 1.832e-05 | 1.72e-05
[6 empty] | 1.558e-05 | 1.558e-05
[6 empty] | 1.219e-05 | 1.219e-05
[6 empty] | 8.42e-06 | 8.42e-06
[6 empty] | 7.97e-06 | 7.97e-06
[6 empty] | 8.08e-06 | 8.08e-06
[6 empty] | 6.78e-06 | 6.78e-06
[6 empty] | 6.33e-06 | 6.33e-06
[6 empty] | 8.25e-06 | 8.25e-06
[6 empty] | 1.032e-05 | 1.032e-05
[6 empty] | 1.163e-05 | 1.163e-05
[6 empty] | 1.04e-05 | 1.04e-05
[6 empty] | 1.203e-05 | 1.203e-05
[6 empty] | 1.259e-05 | 1.259e-05
[6 empty] | 1.282e-05 | 1.282e-05
[6 empty] | 8.94e-06 | 8.94e-06
[6 empty] | 4.47e-06 | 4.47e-06
[6 empty] | 2.92e-06 | 2.92e-06
[6 empty] | 3.2e-06 | 3.2e-06
[6 empty] | 3.56e-06 | 3.56e-06
[6 empty] | 3.56e-06 | 3.56e-06
[6 empty] | 4.42e-06 | 4.42e-06
[6 empty] | 7.97e-06 | 7.97e-06
[6 empty] | 1.333e-05 | 1.333e-05
[6 empty] | 1.832e-05 | 1.72e-05
[6 empty] | 1.558e-05 | 1.558e-05
[6 empty] | 1.219e-05 | 1.219e-05
[6 empty] | 8.42e-06 | 8.42e-06
[6 empty] | 7.97e-06 | 7.97e-06
[6 empty] | 8.08e-06 | 8.08e-06
[6 empty] | 6.78e-06 | 6.78e-06
[6 empty] | 6.33e-06 | 6.33e-06
[6 empty] | 8.25e-06 | 8.25e-06
[6 empty] | 1.032e-05 | 1.032e-05
[6 empty] | 1.163e-05 | 1.163e-05
[6 empty] | 1.04e-05 | 1.04e-05
[6 empty] | 1.203e-05 | 1.203e-05
[6 empty] | 1.259e-05 | 1.259e-05
[6 empty] | 1.282e-05 | 1.282e-05
[6 empty] | 8.94e-06 | 8.94e-06
[6 empty] | 4.47e-06 | 4.47e-06
[6 empty] | 2.92e-06 | 2.92e-06
[6 empty] | 3.2e-06 | 3.2e-06
[6 empty] | 3.56e-06 | 3.56e-06
[6 empty] | 3.56e-06 | 3.56e-06
[6 empty] | 4.42e-06 | 4.42e-06
[6 empty] | 7.97e-06 | 7.97e-06
[6 empty] | 1.333e-05 | 1.333e-05
[6 empty] | 1.832e-05 | 1.72e-05
[6 empty] | 1.558e-05 | 1.558e-05
[6 empty] | 1.219e-05 | 1.219e-05
[6 empty] | 8.42e-06 | 8.42e-06
[6 empty] | 7.97e-06 | 7.97e-06
[6 empty] | 8.08e-06 | 8.08e-06
[6 empty] | 6.78e-06 | 6.78e-06
[6 empty] | 6.33e-06 | 6.33e-06
[6 empty] | 8.25e-06 | 8.25e-06
[6 empty] | 1.032e-05 | 1.032e-05
[6 empty] | 1.163e-05 | 1.163e-05
[6 empty] | 1.04e-05 | 1.04e-05
[6 empty] | 1.203e-05 | 1.203e-05
[6 empty] | 1.259e-05 | 1.259e-05
[6 empty] | 1.282e-05 | 1.282e-05
[6 empty] | 8.94e-06 | 8.94e-06
[6 empty] | 4.47e-06 | 4.47e-06
[6 empty] | 5.44e-06 | 5.44e-06
[6 empty] | 4.48e-06 | 4.48e-06
[6 empty] | 5.23e-06 | 5.23e-06
[6 empty] | 5.61e-06 | 5.61e-06
[6 empty] | 6.57e-06 | 6.57e-06
[6 empty] | 8.05e-06 | 8.05e-06
[6 empty] | 1.665e-05 | 1.665e-05
[6 empty] | 2.571e-05 | 1.72e-05
[6 empty] | 2.758e-05 | 1.72e-05
[6 empty] | 1.303e-05 | 1.303e-05
[6 empty] | 1.113e-05 | 1.113e-05
[6 empty] | 1.645e-05 | 1.645e-05
[6 empty] | 1.355e-05 | 1.355e-05
[6 empty] | 1.296e-05 | 1.296e-05
[6 empty] | 1.449e-05 | 1.449e-05
[6 empty] | 2.011e-05 | 1.72e-05
[6 empty] | 2.465e-05 | 1.72e-05
[6 empty] | 2.411e-05 | 1.72e-05
[6 empty] | 3.181e-05 | 1.72e-05
[6 empty] | 2.425e-05 | 1.72e-05
[6 empty] | 3.239e-05 | 1.72e-05
[6 empty] | 2.986e-05 | 1.72e-05
[6 empty] | 1.816e-05 | 1.72e-05
[6 empty] | 1.134e-05 | 1.134e-05
[6 empty] | 8.75e-06 | 8.75e-06
[6 empty] | 7.42e-06 | 7.42e-06
[6 empty] | 7.52e-06 | 7.52e-06
[6 empty] | 7.35e-06 | 7.35e-06
[6 empty] | 8.19e-06 | 8.19e-06
[6 empty] | 1.076e-05 | 1.076e-05
[6 empty] | 1.259e-05 | 1.259e-05
[6 empty] | 1.657e-05 | 1.657e-05
[6 empty] | 2.265e-05 | 1.72e-05
[6 empty] | 2.395e-05 | 1.72e-05
[6 empty] | 2.013e-05 | 1.72e-05
[6 empty] | 9.91e-06 | 9.91e-06
[6 empty] | 6.93e-06 | 6.93e-06
[6 empty] | 5.05e-06 | 5.05e-06
[6 empty] | 5.85e-06 | 5.85e-06
[6 empty] | 8.58e-06 | 8.58e-06
[6 empty] | 1.211e-05 | 1.211e-05
[6 empty] | 1.918e-05 | 1.72e-05
[6 empty] | 1.85e-05 | 1.72e-05
[6 empty] | 2.013e-05 | 1.72e-05
[6 empty] | 1.788e-05 | 1.72e-05
[6 empty] | 1.604e-05 | 1.604e-05
[6 empty] | 8.57e-06 | 8.57e-06
[6 empty] | 4.35e-06 | 4.35e-06
[6 empty] | 2.92e-06 | 2.92e-06
[6 empty] | 3.2e-06 | 3.2e-06
[6 empty] | 3.56e-06 | 3.56e-06
[6 empty] | 3.56e-06 | 3.56e-06
[6 empty] | 4.42e-06 | 4.42e-06
[6 empty] | 7.97e-06 | 7.97e-06
[6 empty] | 1.333e-05 | 1.333e-05
[6 empty] | 1.832e-05 | 1.72e-05
[6 empty] | 1.558e-05 | 1.558e-05
[6 empty] | 1.219e-05 | 1.219e-05
[6 empty] | 8.42e-06 | 8.42e-06
[6 empty] | 7.97e-06 | 7.97e-06
[6 empty] | 8.08e-06 | 8.08e-06
[6 empty] | 6.78e-06 | 6.78e-06
[6 empty] | 6.33e-06 | 6.33e-06
[6 empty] | 8.25e-06 | 8.25e-06
[6 empty] | 1.032e-05 | 1.032e-05
[6 empty] | 1.163e-05 | 1.163e-05
[6 empty] | 1.04e-05 | 1.04e-05
[6 empty] | 1.203e-05 | 1.203e-05
[6 empty] | 1.259e-05 | 1.259e-05
[6 empty] | 1.282e-05 | 1.282e-05
[6 empty] | 8.94e-06 | 8.94e-06
[6 empty] | 4.47e-06 | 4.47e-06
[6 empty] | 2.92e-06 | 2.92e-06
[6 empty] | 3.2e-06 | 3.2e-06
[6 empty] | 3.56e-06 | 3.56e-06
[6 empty] | 3.56e-06 | 3.56e-06
[6 empty] | 4.42e-06 | 4.42e-06
[6 empty] | 7.97e-06 | 7.97e-06
[6 empty] | 1.333e-05 | 1.333e-05
[6 empty] | 1.832e-05 | 1.72e-05
[6 empty] | 1.558e-05 | 1.558e-05
[6 empty] | 1.219e-05 | 1.219e-05
[6 empty] | 8.42e-06 | 8.42e-06
[6 empty] | 7.97e-06 | 7.97e-06
[6 empty] | 8.08e-06 | 8.08e-06
[6 empty] | 6.78e-06 | 6.78e-06
[6 empty] | 6.33e-06 | 6.33e-06
[6 empty] | 8.25e-06 | 8.25e-06
[6 empty] | 1.032e-05 | 1.032e-05
[6 empty] | 1.163e-05 | 1.163e-05
[6 empty] | 1.04e-05 | 1.04e-05
[6 empty] | 1.203e-05 | 1.203e-05
[6 empty] | 1.259e-05 | 1.259e-05
[6 empty] | 1.282e-05 | 1.282e-05
[6 empty] | 8.94e-06 | 8.94e-06
[6 empty] | 4.47e-06 | 4.47e-06
[6 empty] | 2.92e-06 | 2.92e-06
[6 empty] | 3.2e-06 | 3.2e-06
[6 empty] | 3.56e-06 | 3.56e-06
[6 empty] | 3.56e-06 | 3.56e-06
[6 empty] | 4.42e-06 | 4.42e-06
[6 empty] | 7.97e-06 | 7.97e-06
[6 empty] | 1.333e-05 | 1.333e-05
[6 empty] | 1.832e-05 | 1.72e-05
[6 empty] | 1.558e-05 | 1.558e-05
[6 empty] | 1.219e-05 | 1.219e-05
[6 empty] | 8.42e-06 | 8.42e-06
[6 empty] | 7.97e-06 | 7.97e-06
[6 empty] | 8.08e-06 | 8.08e-06
[6 empty] | 6.78e-06 | 6.78e-06
[6 empty] | 6.33e-06 | 6.33e-06
[6 empty] | 8.25e-06 | 8.25e-06
[6 empty] | 1.032e-05 | 1.032e-05
[6 empty] | 1.163e-05 | 1.163e-05
[6 empty] | 1.04e-05 | 1.04e-05
[6 empty] | 1.203e-05 | 1.203e-05
[6 empty] | 1.259e-05 | 1.259e-05
[6 empty] | 1.282e-05 | 1.282e-05
[6 empty] | 8.94e-06 | 8.94e-06
[6 empty] | 4.47e-06 | 4.47e-06
[6 empty] | 2.92e-06 | 2.92e-06
[6 empty] | 3.2e-06 | 3.2e-06
[6 empty] | 3.56e-06 | 3.56e-06
[6 empty] | 3.56e-06 | 3.56e-06
[6 empty] | 4.42e-06 | 4.42e-06
[6 empty] | 7.97e-06 | 7.97e-06
[6 empty] | 1.333e-05 | 1.333e-05
[6 empty] | 1.832e-05 | 1.72e-05
[6 empty] | 1.558e-05 | 1.558e-05
[6 empty] | 1.219e-05 | 1.219e-05
[6 empty] | 8.42e-06 | 8.42e-06
[6 empty] | 7.97e-06 | 7.97e-06
[6 empty] | 8.08e-06 | 8.08e-06
[6 empty] | 6.78e-06 | 6.78e-06
[6 empty] | 6.33e-06 | 6.33e-06
[6 empty] | 8.25e-06 | 8.25e-06
[6 empty] | 1.032e-05 | 1.032e-05
[6 empty] | 1.163e-05 | 1.163e-05
[6 empty] | 1.04e-05 | 1.04e-05
[6 empty] | 1.203e-05 | 1.203e-05
[6 empty] | 1.259e-05 | 1.259e-05
[6 empty] | 1.282e-05 | 1.282e-05
[6 empty] | 8.94e-06 | 8.94e-06
[6 empty] | 4.47e-06 | 4.47e-06
[6 empty] | 2.92e-06 | 2.92e-06
[6 empty] | 3.2e-06 | 3.2e-06
[6 empty] | 3.56e-06 | 3.56e-06
[6 empty] | 3.56e-06 | 3.56e-06
[6 empty] | 4.42e-06 | 4.42e-06
[6 empty] | 7.97e-06 | 7.97e-06
[6 empty] | 1.333e-05 | 1.333e-05
[6 empty] | 1.832e-05 | 1.72e-05
[6 empty] | 1.558e-05 | 1.558e-05
[6 empty] | 1.219e-05 | 1.219e-05
[6 empty] | 8.42e-06 | 8.42e-06
[6 empty] | 7.97e-06 | 7.97e-06
[6 empty] | 8.08e-06 | 8.08e-06
[6 empty] | 6.78e-06 | 6.78e-06
[6 empty] | 6.33e-06 | 6.33e-06
[6 empty] | 8.25e-06 | 8.25e-06
[6 empty] | 1.032e-05 | 1.032e-05
[6 empty] | 1.163e-05 | 1.163e-05
[6 empty] | 1.04e-05 | 1.04e-05
[6 empty] | 1.203e-05 | 1.203e-05
[6 empty] | 1.259e-05 | 1.259e-05
[6 empty] | 1.282e-05 | 1.282e-05
[6 empty] | 8.94e-06 | 8.94e-06
[6 empty] | 4.47e-06 | 4.47e-06
[6 empty] | 5.44e-06 | 5.44e-06
[6 empty] | 4.48e-06 | 4.48e-06
[6 empty] | 5.23e-06 | 5.23e-06
[6 empty] | 5.61e-06 | 5.61e-06
[6 empty] | 6.57e-06 | 6.57e-06
[6 empty] | 8.05e-06 | 8.05e-06
[6 empty] | 1.665e-05 | 1.665e-05
[6 empty] | 2.571e-05 | 1.72e-05
[6 empty] | 2.758e-05 | 1.72e-05
[6 empty] | 1.303e-05 | 1.303e-05
[6 empty] | 1.113e-05 | 1.113e-05
[6 empty] | 1.645e-05 | 1.645e-05
[6 empty] | 1.355e-05 | 1.355e-05
[6 empty] | 1.296e-05 | 1.296e-05
[6 empty] | 1.449e-05 | 1.449e-05
[6 empty] | 2.011e-05 | 1.72e-05
[6 empty] | 2.465e-05 | 1.72e-05
[6 empty] | 2.411e-05 | 1.72e-05
[6 empty] | 3.181e-05 | 1.72e-05
[6 empty] | 2.425e-05 | 1.72e-05
[6 empty] | 3.239e-05 | 1.72e-05
[6 empty] | 2.986e-05 | 1.72e-05
[6 empty] | 1.816e-05 | 1.72e-05
[6 empty] | 1.134e-05 | 1.134e-05
[6 empty] | 8.75e-06 | 8.75e-06
[6 empty] | 7.42e-06 | 7.42e-06
[6 empty] | 7.52e-06 | 7.52e-06
[6 empty] | 7.35e-06 | 7.35e-06
[6 empty] | 8.19e-06 | 8.19e-06
[6 empty] | 1.076e-05 | 1.076e-05
[6 empty] | 1.259e-05 | 1.259e-05
[6 empty] | 1.657e-05 | 1.657e-05
[6 empty] | 2.265e-05 | 1.72e-05
[6 empty] | 2.395e-05 | 1.72e-05
[6 empty] | 2.013e-05 | 1.72e-05
[6 empty] | 9.91e-06 | 9.91e-06
[6 empty] | 6.93e-06 | 6.93e-06
[6 empty] | 5.05e-06 | 5.05e-06
[6 empty] | 5.85e-06 | 5.85e-06
[6 empty] | 8.58e-06 | 8.58e-06
[6 empty] | 1.211e-05 | 1.211e-05
[6 empty] | 1.918e-05 | 1.72e-05
[6 empty] | 1.85e-05 | 1.72e-05
[6 empty] | 2.013e-05 | 1.72e-05
[6 empty] | 1.788e-05 | 1.72e-05
[6 empty] | 1.604e-05 | 1.604e-05
[6 empty] | 8.57e-06 | 8.57e-06
[6 empty] | 4.35e-06 | 4.35e-06
[6 empty] | 2.92e-06 | 2.92e-06
[6 empty] | 3.2e-06 | 3.2e-06
[6 empty] | 3.56e-06 | 3.56e-06
[6 empty] | 3.56e-06 | 3.56e-06
[6 empty] | 4.42e-06 | 4.42e-06
[6 empty] | 7.97e-06 | 7.97e-06
[6 empty] | 1.333e-05 | 1.333e-05
[6 empty] | 1.832e-05 | 1.72e-05
[6 empty] | 1.558e-05 | 1.558e-05
[6 empty] | 1.219e-05 | 1.219e-05
[6 empty] | 8.42e-06 | 8.42e-06
[6 empty] | 7.97e-06 | 7.97e-06
[6 empty] | 8.08e-06 | 8.08e-06
[6 empty] | 6.78e-06 | 6.78e-06
[6 empty] | 6.33e-06 | 6.33e-06
[6 empty] | 8.25e-06 | 8.25e-06
[6 empty] | 1.032e-05 | 1.032e-05
[6 empty] | 1.163e-05 | 1.163e-05
[6 empty] | 1.04e-05 | 1.04e-05
[6 empty] | 1.203e-05 | 1.203e-05
[6 empty] | 1.259e-05 | 1.259e-05
[6 empty] | 1.282e-05 | 1.282e-05
[6 empty] | 8.94e-06 | 8.94e-06
[6 empty] | 4.47e-06 | 4.47e-06
[6 empty] | 2.92e-06 | 2.92e-06
[6 empty] | 3.2e-06 | 3.2e-06
[6 empty] | 3.56e-06 | 3.56e-06
[6 empty] | 3.56e-06 | 3.56e-06
[6 empty] | 4.42e-06 | 4.42e-06
[6 empty] | 7.97e-06 | 7.97e-06
[6 empty] | 1.333e-05 | 1.333e-05
[6 empty] | 1.832e-05 | 1.72e-05
[6 empty] | 1.558e-05 | 1.558e-05
[6 empty] | 1.219e-05 | 1.219e-05
[6 empty] | 8.42e-06 | 8.42e-06
[6 empty] | 7.97e-06 | 7.97e-06
[6 empty] | 8.08e-06 | 8.08e-06
[6 empty] | 6.78e-06 | 6.78e-06
[6 empty] | 6.33e-06 | 6.33e-06
[6 empty] | 8.25e-06 | 8.25e-06
[6 empty] | 1.032e-05 | 1.032e-05
[6 empty] | 1.163e-05 | 1.163e-05
[6 empty] | 1.04e-05 | 1.04e-05
[6 empty] | 1.203e-05 | 1.203e-05
[6 empty] | 1.259e-05 | 1.259e-05
[6 empty] | 1.282e-05 | 1.282e-05
[6 empty] | 8.94e-06 | 8.94e-06
[6 empty] | 4.47e-06 | 4.47e-06
[6 empty] | 2.92e-06 | 2.92e-06
[6 empty] | 3.2e-06 | 3.2e-06
[6 empty] | 3.56e-06 | 3.56e-06
[6 empty] | 3.56e-06 | 3.56e-06
[6 empty] | 4.42e-06 | 4.42e-06
[6 empty] | 7.97e-06 | 7.97e-06
[6 empty] | 1.333e-05 | 1.333e-05
[6 empty] | 1.832e-05 | 1.72e-05
[6 empty] | 1.558e-05 | 1.558e-05
[6 empty] | 1.219e-05 | 1.219e-05
[6 empty] | 8.42e-06 | 8.42e-06
[6 empty] | 7.97e-06 | 7.97e-06
[6 empty] | 8.08e-06 | 8.08e-06
[6 empty] | 6.78e-06 | 6.78e-06
[6 empty] | 6.33e-06 | 6.33e-06
[6 empty] | 8.25e-06 | 8.25e-06
[6 empty] | 1.032e-05 | 1.032e-05
[6 empty] | 1.163e-05 | 1.163e-05
[6 empty] | 1.04e-05 | 1.04e-05
[6 empty] | 1.203e-05 | 1.203e-05
[6 empty] | 1.259e-05 | 1.259e-05
[6 empty] | 1.282e-05 | 1.282e-05
[6 empty] | 8.94e-06 | 8.94e-06
[6 empty] | 4.47e-06 | 4.47e-06
[6 empty] | 6.61e-06 | 6.61e-06
[6 empty] | 7.97e-06 | 7.97e-06
[6 empty] | 9.29e-06 | 9.29e-06
[6 empty] | 1.063e-05 | 1.063e-05
[6 empty] | 1.276e-05 | 1.276e-05
[6 empty] | 1.673e-05 | 1.673e-05
[6 empty] | 1.94e-05 | 1.72e-05
[6 empty] | 2.126e-05 | 1.72e-05
[6 empty] | 2.257e-05 | 1.72e-05
[6 empty] | 2.27e-05 | 1.72e-05
[6 empty] | 2.098e-05 | 1.72e-05
[6 empty] | 2.001e-05 | 1.72e-05
[6 empty] | 1.899e-05 | 1.72e-05
[6 empty] | 1.864e-05 | 1.72e-05
[6 empty] | 1.954e-05 | 1.72e-05
[6 empty] | 2.09e-05 | 1.72e-05
[6 empty] | 2.223e-05 | 1.72e-05
[6 empty] | 2.221e-05 | 1.72e-05
[6 empty] | 2.067e-05 | 1.72e-05
[6 empty] | 2.002e-05 | 1.72e-05
[6 empty] | 1.847e-05 | 1.72e-05
[6 empty] | 1.663e-05 | 1.663e-05
[6 empty] | 1.205e-05 | 1.205e-05
[6 empty] | 7.12e-06 | 7.12e-06
[6 empty] | 6.61e-06 | 6.61e-06
[6 empty] | 7.97e-06 | 7.97e-06
[6 empty] | 9.29e-06 | 9.29e-06
[6 empty] | 1.063e-05 | 1.063e-05
[6 empty] | 1.276e-05 | 1.276e-05
[6 empty] | 1.673e-05 | 1.673e-05
[6 empty] | 1.94e-05 | 1.72e-05
[6 empty] | 2.126e-05 | 1.72e-05
[6 empty] | 2.257e-05 | 1.72e-05
[6 empty] | 2.27e-05 | 1.72e-05
[6 empty] | 2.098e-05 | 1.72e-05
[6 empty] | 2.001e-05 | 1.72e-05
[6 empty] | 1.899e-05 | 1.72e-05
[6 empty] | 1.864e-05 | 1.72e-05
[6 empty] | 1.954e-05 | 1.72e-05
[6 empty] | 2.09e-05 | 1.72e-05
[6 empty] | 2.223e-05 | 1.72e-05
[6 empty] | 2.221e-05 | 1.72e-05
[6 empty] | 2.067e-05 | 1.72e-05
[6 empty] | 2.002e-05 | 1.72e-05
[6 empty] | 1.847e-05 | 1.72e-05
[6 empty] | 1.663e-05 | 1.663e-05
[6 empty] | 1.205e-05 | 1.205e-05
[6 empty] | 7.12e-06 | 7.12e-06
[6 empty] | 6.76e-06 | 6.76e-06
[6 empty] | 7.13e-06 | 7.13e-06
[6 empty] | 8.4e-06 | 8.4e-06
[6 empty] | 9.58e-06 | 9.58e-06
[6 empty] | 1.135e-05 | 1.135e-05
[6 empty] | 1.405e-05 | 1.405e-05
[6 empty] | 1.665e-05 | 1.665e-05
[6 empty] | 1.89e-05 | 1.72e-05
[6 empty] | 2.167e-05 | 1.72e-05
[6 empty] | 2.226e-05 | 1.72e-05
[6 empty] | 2.08e-05 | 1.72e-05
[6 empty] | 1.92e-05 | 1.72e-05
[6 empty] | 1.659e-05 | 1.659e-05
[6 empty] | 1.58e-05 | 1.58e-05
[6 empty] | 1.668e-05 | 1.668e-05
[6 empty] | 1.72e-05 | 1.72e-05
[6 empty] | 1.905e-05 | 1.72e-05
[6 empty] | 2.026e-05 | 1.72e-05
[6 empty] | 1.85e-05 | 1.72e-05
[6 empty] | 1.774e-05 | 1.72e-05
[6 empty] | 1.669e-05 | 1.669e-05
[6 empty] | 1.542e-05 | 1.542e-05
[6 empty] | 1.36e-05 | 1.36e-05
[6 empty] | 8.99e-06 | 8.99e-06
[6 empty] | 7.46e-06 | 7.46e-06
[6 empty] | 7.83e-06 | 7.83e-06
[6 empty] | 8.99e-06 | 8.99e-06
[6 empty] | 9.44e-06 | 9.44e-06
[6 empty] | 1.047e-05 | 1.047e-05
[6 empty] | 1.254e-05 | 1.254e-05
[6 empty] | 1.618e-05 | 1.618e-05
[6 empty] | 1.9e-05 | 1.72e-05
[6 empty] | 2.142e-05 | 1.72e-05
[6 empty] | 2.245e-05 | 1.72e-05
[6 empty] | 2.221e-05 | 1.72e-05
[6 empty] | 2.14e-05 | 1.72e-05
[6 empty] | 2.004e-05 | 1.72e-05
[6 empty] | 1.899e-05 | 1.72e-05
[6 empty] | 1.966e-05 | 1.72e-05
[6 empty] | 2.082e-05 | 1.72e-05
[6 empty] | 2.151e-05 | 1.72e-05
[6 empty] | 2.138e-05 | 1.72e-05
[6 empty] | 1.972e-05 | 1.72e-05
[6 empty] | 1.863e-05 | 1.72e-05
[6 empty] | 1.733e-05 | 1.72e-05
[6 empty] | 1.512e-05 | 1.512e-05
[6 empty] | 1.139e-05 | 1.139e-05
[6 empty] | 6.83e-06 | 6.83e-06
[6 empty] | 6.61e-06 | 6.61e-06
[6 empty] | 7.97e-06 | 7.97e-06
[6 empty] | 9.29e-06 | 9.29e-06
[6 empty] | 1.063e-05 | 1.063e-05
[6 empty] | 1.276e-05 | 1.276e-05
[6 empty] | 1.673e-05 | 1.673e-05
[6 empty] | 1.94e-05 | 1.72e-05
[6 empty] | 2.126e-05 | 1.72e-05
[6 empty] | 2.257e-05 | 1.72e-05
[6 empty] | 2.27e-05 | 1.72e-05
[6 empty] | 2.098e-05 | 1.72e-05
[6 empty] | 2.001e-05 | 1.72e-05
[6 empty] | 1.899e-05 | 1.72e-05
[6 empty] | 1.864e-05 | 1.72e-05
[6 empty] | 1.954e-05 | 1.72e-05
[6 empty] | 2.09e-05 | 1.72e-05
[6 empty] | 2.223e-05 | 1.72e-05
[6 empty] | 2.221e-05 | 1.72e-05
[6 empty] | 2.067e-05 | 1.72e-05
[6 empty] | 2.002e-05 | 1.72e-05
[6 empty] | 1.847e-05 | 1.72e-05
[6 empty] | 1.663e-05 | 1.663e-05
[6 empty] | 1.205e-05 | 1.205e-05
[6 empty] | 7.12e-06 | 7.12e-06
[6 empty] | 6.61e-06 | 6.61e-06
[6 empty] | 7.97e-06 | 7.97e-06
[6 empty] | 9.29e-06 | 9.29e-06
[6 empty] | 1.063e-05 | 1.063e-05
[6 empty] | 1.276e-05 | 1.276e-05
[6 empty] | 1.673e-05 | 1.673e-05
[6 empty] | 1.94e-05 | 1.72e-05
[6 empty] | 2.126e-05 | 1.72e-05
[6 empty] | 2.257e-05 | 1.72e-05
[6 empty] | 2.27e-05 | 1.72e-05
[6 empty] | 2.098e-05 | 1.72e-05
[6 empty] | 2.001e-05 | 1.72e-05
[6 empty] | 1.899e-05 | 1.72e-05
[6 empty] | 1.864e-05 | 1.72e-05
[6 empty] | 1.954e-05 | 1.72e-05
[6 empty] | 2.09e-05 | 1.72e-05
[6 empty] | 2.223e-05 | 1.72e-05
[6 empty] | 2.221e-05 | 1.72e-05
[6 empty] | 2.067e-05 | 1.72e-05
[6 empty] | 2.002e-05 | 1.72e-05
[6 empty] | 1.847e-05 | 1.72e-05
[6 empty] | 1.663e-05 | 1.663e-05
[6 empty] | 1.205e-05 | 1.205e-05
[6 empty] | 7.12e-06 | 7.12e-06
[6 empty] | 6.61e-06 | 6.61e-06
[6 empty] | 7.97e-06 | 7.97e-06
[6 empty] | 9.29e-06 | 9.29e-06
[6 empty] | 1.063e-05 | 1.063e-05
[6 empty] | 1.276e-05 | 1.276e-05
[6 empty] | 1.673e-05 | 1.673e-05
[6 empty] | 1.94e-05 | 1.72e-05
[6 empty] | 2.126e-05 | 1.72e-05
[6 empty] | 2.257e-05 | 1.72e-05
[6 empty] | 2.27e-05 | 1.72e-05
[6 empty] | 2.098e-05 | 1.72e-05
[6 empty] | 2.001e-05 | 1.72e-05
[6 empty] | 1.899e-05 | 1.72e-05
[6 empty] | 1.864e-05 | 1.72e-05
[6 empty] | 1.954e-05 | 1.72e-05
[6 empty] | 2.09e-05 | 1.72e-05
[6 empty] | 2.223e-05 | 1.72e-05
[6 empty] | 2.221e-05 | 1.72e-05
[6 empty] | 2.067e-05 | 1.72e-05
[6 empty] | 2.002e-05 | 1.72e-05
[6 empty] | 1.847e-05 | 1.72e-05
[6 empty] | 1.663e-05 | 1.663e-05
[6 empty] | 1.205e-05 | 1.205e-05
[6 empty] | 7.12e-06 | 7.12e-06
[6 empty] | 6.61e-06 | 6.61e-06
[6 empty] | 7.97e-06 | 7.97e-06
[6 empty] | 9.29e-06 | 9.29e-06
[6 empty] | 1.063e-05 | 1.063e-05
[6 empty] | 1.276e-05 | 1.276e-05
[6 empty] | 1.673e-05 | 1.673e-05
[6 empty] | 1.94e-05 | 1.72e-05
[6 empty] | 2.126e-05 | 1.72e-05
[6 empty] | 2.257e-05 | 1.72e-05
[6 empty] | 2.27e-05 | 1.72e-05
[6 empty] | 2.098e-05 | 1.72e-05
[6 empty] | 2.001e-05 | 1.72e-05
[6 empty] | 1.899e-05 | 1.72e-05
[6 empty] | 1.864e-05 | 1.72e-05
[6 empty] | 1.954e-05 | 1.72e-05
[6 empty] | 2.09e-05 | 1.72e-05
[6 empty] | 2.223e-05 | 1.72e-05
[6 empty] | 2.221e-05 | 1.72e-05
[6 empty] | 2.067e-05 | 1.72e-05
[6 empty] | 2.002e-05 | 1.72e-05
[6 empty] | 1.847e-05 | 1.72e-05
[6 empty] | 1.663e-05 | 1.663e-05
[6 empty] | 1.205e-05 | 1.205e-05
[6 empty] | 7.12e-06 | 7.12e-06
[6 empty] | 6.61e-06 | 6.61e-06
[6 empty] | 7.97e-06 | 7.97e-06
[6 empty] | 9.29e-06 | 9.29e-06
[6 empty] | 1.063e-05 | 1.063e-05
[6 empty] | 1.276e-05 | 1.276e-05
[6 empty] | 1.673e-05 | 1.673e-05
[6 empty] | 1.94e-05 | 1.72e-05
[6 empty] | 2.126e-05 | 1.72e-05
[6 empty] | 2.257e-05 | 1.72e-05
[6 empty] | 2.27e-05 | 1.72e-05
[6 empty] | 2.098e-05 | 1.72e-05
[6 empty] | 2.001e-05 | 1.72e-05
[6 empty] | 1.899e-05 | 1.72e-05
[6 empty] | 1.864e-05 | 1.72e-05
[6 empty] | 1.954e-05 | 1.72e-05
[6 empty] | 2.09e-05 | 1.72e-05
[6 empty] | 2.223e-05 | 1.72e-05
[6 empty] | 2.221e-05 | 1.72e-05
[6 empty] | 2.067e-05 | 1.72e-05
[6 empty] | 2.002e-05 | 1.72e-05
[6 empty] | 1.847e-05 | 1.72e-05
[6 empty] | 1.663e-05 | 1.663e-05
[6 empty] | 1.205e-05 | 1.205e-05
[6 empty] | 7.12e-06 | 7.12e-06
[6 empty] | 6.76e-06 | 6.76e-06
[6 empty] | 7.13e-06 | 7.13e-06
[6 empty] | 8.4e-06 | 8.4e-06
[6 empty] | 9.58e-06 | 9.58e-06
[6 empty] | 1.135e-05 | 1.135e-05
[6 empty] | 1.405e-05 | 1.405e-05
[6 empty] | 1.665e-05 | 1.665e-05
[6 empty] | 1.89e-05 | 1.72e-05
[6 empty] | 2.167e-05 | 1.72e-05
[6 empty] | 2.226e-05 | 1.72e-05
[6 empty] | 2.08e-05 | 1.72e-05
[6 empty] | 1.92e-05 | 1.72e-05
[6 empty] | 1.659e-05 | 1.659e-05
[6 empty] | 1.58e-05 | 1.58e-05
[6 empty] | 1.668e-05 | 1.668e-05
[6 empty] | 1.72e-05 | 1.72e-05
[6 empty] | 1.905e-05 | 1.72e-05
[6 empty] | 2.026e-05 | 1.72e-05
[6 empty] | 1.85e-05 | 1.72e-05
[6 empty] | 1.774e-05 | 1.72e-05
[6 empty] | 1.669e-05 | 1.669e-05
[6 empty] | 1.542e-05 | 1.542e-05
[6 empty] | 1.36e-05 | 1.36e-05
[6 empty] | 8.99e-06 | 8.99e-06
[6 empty] | 7.46e-06 | 7.46e-06
[6 empty] | 7.83e-06 | 7.83e-06
[6 empty] | 8.99e-06 | 8.99e-06
[6 empty] | 9.44e-06 | 9.44e-06
[6 empty] | 1.047e-05 | 1.047e-05
[6 empty] | 1.254e-05 | 1.254e-05
[6 empty] | 1.618e-05 | 1.618e-05
[6 empty] | 1.9e-05 | 1.72e-05
[6 empty] | 2.142e-05 | 1.72e-05
[6 empty] | 2.245e-05 | 1.72e-05
[6 empty] | 2.221e-05 | 1.72e-05
[6 empty] | 2.14e-05 | 1.72e-05
[6 empty] | 2.004e-05 | 1.72e-05
[6 empty] | 1.899e-05 | 1.72e-05
[6 empty] | 1.966e-05 | 1.72e-05
[6 empty] | 2.082e-05 | 1.72e-05
[6 empty] | 2.151e-05 | 1.72e-05
[6 empty] | 2.138e-05 | 1.72e-05
[6 empty] | 1.972e-05 | 1.72e-05
[6 empty] | 1.863e-05 | 1.72e-05
[6 empty] | 1.733e-05 | 1.72e-05
[6 empty] | 1.512e-05 | 1.512e-05
[6 empty] | 1.139e-05 | 1.139e-05
[6 empty] | 6.83e-06 | 6.83e-06
[6 empty] | 6.61e-06 | 6.61e-06
[6 empty] | 7.97e-06 | 7.97e-06
[6 empty] | 9.29e-06 | 9.29e-06
[6 empty] | 1.063e-05 | 1.063e-05
[6 empty] | 1.276e-05 | 1.276e-05
[6 empty] | 1.673e-05 | 1.673e-05
[6 empty] | 1.94e-05 | 1.72e-05
[6 empty] | 2.126e-05 | 1.72e-05
[6 empty] | 2.257e-05 | 1.72e-05
[6 empty] | 2.27e-05 | 1.72e-05
[6 empty] | 2.098e-05 | 1.72e-05
[6 empty] | 2.001e-05 | 1.72e-05
[6 empty] | 1.899e-05 | 1.72e-05
[6 empty] | 1.864e-05 | 1.72e-05
[6 empty] | 1.954e-05 | 1.72e-05
[6 empty] | 2.09e-05 | 1.72e-05
[6 empty] | 2.223e-05 | 1.72e-05
[6 empty] | 2.221e-05 | 1.72e-05
[6 empty] | 2.067e-05 | 1.72e-05
[6 empty] | 2.002e-05 | 1.72e-05
[6 empty] | 1.847e-05 | 1.72e-05
[6 empty] | 1.663e-05 | 1.663e-05
[6 empty] | 1.205e-05 | 1.205e-05
[6 empty] | 7.12e-06 | 7.12e-06
[6 empty] | 6.61e-06 | 6.61e-06
[6 empty] | 7.97e-06 | 7.97e-06
[6 empty] | 9.29e-06 | 9.29e-06
[6 empty] | 1.063e-05 | 1.063e-05
[6 empty] | 1.276e-05 | 1.276e-05
[6 empty] | 1.673e-05 | 1.673e-05
[6 empty] | 1.94e-05 | 1.72e-05
[6 empty] | 2.126e-05 | 1.72e-05
[6 empty] | 2.257e-05 | 1.72e-05
[6 empty] | 2.27e-05 | 1.72e-05
[6 empty] | 2.098e-05 | 1.72e-05
[6 empty] | 2.001e-05 | 1.72e-05
[6 empty] | 1.899e-05 | 1.72e-05
[6 empty] | 1.864e-05 | 1.72e-05
[6 empty] | 1.954e-05 | 1.72e-05
[6 empty] | 2.09e-05 | 1.72e-05
[6 empty] | 2.223e-05 | 1.72e-05
[6 empty] | 2.221e-05 | 1.72e-05
[6 empty] | 2.067e-05 | 1.72e-05
[6 empty] | 2.002e-05 | 1.72e-05
[6 empty] | 1.847e-05 | 1.72e-05
[6 empty] | 1.663e-05 | 1.663e-05
[6 empty] | 1.205e-05 | 1.205e-05
[6 empty] | 7.12e-06 | 7.12e-06
[6 empty] | 6.61e-06 | 6.61e-06
[6 empty] | 7.97e-06 | 7.97e-06
[6 empty] | 9.29e-06 | 9.29e-06
[6 empty] | 1.063e-05 | 1.063e-05
[6 empty] | 1.276e-05 | 1.276e-05
[6 empty] | 1.673e-05 | 1.673e-05
[6 empty] | 1.94e-05 | 1.72e-05
[6 empty] | 2.126e-05 | 1.72e-05
[6 empty] | 2.257e-05 | 1.72e-05
[6 empty] | 2.27e-05 | 1.72e-05
[6 empty] | 2.098e-05 | 1.72e-05
[6 empty] | 2.001e-05 | 1.72e-05
[6 empty] | 1.899e-05 | 1.72e-05
[6 empty] | 1.864e-05 | 1.72e-05
[6 empty] | 1.954e-05 | 1.72e-05
[6 empty] | 2.09e-05 | 1.72e-05
[6 empty] | 2.223e-05 | 1.72e-05
[6 empty] | 2.221e-05 | 1.72e-05
[6 empty] | 2.067e-05 | 1.72e-05
[6 empty] | 2.002e-05 | 1.72e-05
[6 empty] | 1.847e-05 | 1.72e-05
[6 empty] | 1.663e-05 | 1.663e-05
[6 empty] | 1.205e-05 | 1.205e-05
[6 empty] | 7.12e-06 | 7.12e-06
[6 empty] | 6.61e-06 | 6.61e-06
[6 empty] | 7.97e-06 | 7.97e-06
[6 empty] | 9.29e-06 | 9.29e-06
[6 empty] | 1.063e-05 | 1.063e-05
[6 empty] | 1.276e-05 | 1.276e-05
[6 empty] | 1.673e-05 | 1.673e-05
[6 empty] | 1.94e-05 | 1.72e-05
[6 empty] | 2.126e-05 | 1.72e-05
[6 empty] | 2.257e-05 | 1.72e-05
[6 empty] | 2.27e-05 | 1.72e-05
[6 empty] | 2.098e-05 | 1.72e-05
[6 empty] | 2.001e-05 | 1.72e-05
[6 empty] | 1.899e-05 | 1.72e-05
[6 empty] | 1.864e-05 | 1.72e-05
[6 empty] | 1.954e-05 | 1.72e-05
[6 empty] | 2.09e-05 | 1.72e-05
[6 empty] | 2.223e-05 | 1.72e-05
[6 empty] | 2.221e-05 | 1.72e-05
[6 empty] | 2.067e-05 | 1.72e-05
[6 empty] | 2.002e-05 | 1.72e-05
[6 empty] | 1.847e-05 | 1.72e-05
[6 empty] | 1.663e-05 | 1.663e-05
[6 empty] | 1.205e-05 | 1.205e-05
[6 empty] | 7.12e-06 | 7.12e-06
[6 empty] | 6.61e-06 | 6.61e-06
[6 empty] | 7.97e-06 | 7.97e-06
[6 empty] | 9.29e-06 | 9.29e-06
[6 empty] | 1.063e-05 | 1.063e-05
[6 empty] | 1.276e-05 | 1.276e-05
[6 empty] | 1.673e-05 | 1.673e-05
[6 empty] | 1.94e-05 | 1.72e-05
[6 empty] | 2.126e-05 | 1.72e-05
[6 empty] | 2.257e-05 | 1.72e-05
[6 empty] | 2.27e-05 | 1.72e-05
[6 empty] | 2.098e-05 | 1.72e-05
[6 empty] | 2.001e-05 | 1.72e-05
[6 empty] | 1.899e-05 | 1.72e-05
[6 empty] | 1.864e-05 | 1.72e-05
[6 empty] | 1.954e-05 | 1.72e-05
[6 empty] | 2.09e-05 | 1.72e-05
[6 empty] | 2.223e-05 | 1.72e-05
[6 empty] | 2.221e-05 | 1.72e-05
[6 empty] | 2.067e-05 | 1.72e-05
[6 empty] | 2.002e-05 | 1.72e-05
[6 empty] | 1.847e-05 | 1.72e-05
[6 empty] | 1.663e-05 | 1.663e-05
[6 empty] | 1.205e-05 | 1.205e-05
[6 empty] | 7.12e-06 | 7.12e-06
[6 empty] | 6.76e-06 | 6.76e-06
[6 empty] | 7.13e-06 | 7.13e-06
[6 empty] | 8.4e-06 | 8.4e-06
[6 empty] | 9.58e-06 | 9.58e-06
[6 empty] | 1.135e-05 | 1.135e-05
[6 empty] | 1.405e-05 | 1.405e-05
[6 empty] | 1.665e-05 | 1.665e-05
[6 empty] | 1.89e-05 | 1.72e-05
[6 empty] | 2.167e-05 | 1.72e-05
[6 empty] | 2.226e-05 | 1.72e-05
[6 empty] | 2.08e-05 | 1.72e-05
[6 empty] | 1.92e-05 | 1.72e-05
[6 empty] | 1.659e-05 | 1.659e-05
[6 empty] | 1.58e-05 | 1.58e-05
[6 empty] | 1.668e-05 | 1.668e-05
[6 empty] | 1.72e-05 | 1.72e-05
[6 empty] | 1.905e-05 | 1.72e-05
[6 empty] | 2.026e-05 | 1.72e-05
[6 empty] | 1.85e-05 | 1.72e-05
[6 empty] | 1.774e-05 | 1.72e-05
[6 empty] | 1.669e-05 | 1.669e-05
[6 empty] | 1.542e-05 | 1.542e-05
[6 empty] | 1.36e-05 | 1.36e-05
[6 empty] | 8.99e-06 | 8.99e-06
[6 empty] | 7.46e-06 | 7.46e-06
[6 empty] | 7.83e-06 | 7.83e-06
[6 empty] | 8.99e-06 | 8.99e-06
[6 empty] | 9.44e-06 | 9.44e-06
[6 empty] | 1.047e-05 | 1.047e-05
[6 empty] | 1.254e-05 | 1.254e-05
[6 empty] | 1.618e-05 | 1.618e-05
[6 empty] | 1.9e-05 | 1.72e-05
[6 empty] | 2.142e-05 | 1.72e-05
[6 empty] | 2.245e-05 | 1.72e-05
[6 empty] | 2.221e-05 | 1.72e-05
[6 empty] | 2.14e-05 | 1.72e-05
[6 empty] | 2.004e-05 | 1.72e-05
[6 empty] | 1.899e-05 | 1.72e-05
[6 empty] | 1.966e-05 | 1.72e-05
[6 empty] | 2.082e-05 | 1.72e-05
[6 empty] | 2.151e-05 | 1.72e-05
[6 empty] | 2.138e-05 | 1.72e-05
[6 empty] | 1.972e-05 | 1.72e-05
[6 empty] | 1.863e-05 | 1.72e-05
[6 empty] | 1.733e-05 | 1.72e-05
[6 empty] | 1.512e-05 | 1.512e-05
[6 empty] | 1.139e-05 | 1.139e-05
[6 empty] | 6.83e-06 | 6.83e-06
[6 empty] | 6.61e-06 | 6.61e-06
[6 empty] | 7.97e-06 | 7.97e-06
[6 empty] | 9.29e-06 | 9.29e-06
[6 empty] | 1.063e-05 | 1.063e-05
[6 empty] | 1.276e-05 | 1.276e-05
[6 empty] | 1.673e-05 | 1.673e-05
[6 empty] | 1.94e-05 | 1.72e-05
[6 empty] | 2.126e-05 | 1.72e-05
[6 empty] | 2.257e-05 | 1.72e-05
[6 empty] | 2.27e-05 | 1.72e-05
[6 empty] | 2.098e-05 | 1.72e-05
[6 empty] | 2.001e-05 | 1.72e-05
[6 empty] | 1.899e-05 | 1.72e-05
[6 empty] | 1.864e-05 | 1.72e-05
[6 empty] | 1.954e-05 | 1.72e-05
[6 empty] | 2.09e-05 | 1.72e-05
[6 empty] | 2.223e-05 | 1.72e-05
[6 empty] | 2.221e-05 | 1.72e-05
[6 empty] | 2.067e-05 | 1.72e-05
[6 empty] | 2.002e-05 | 1.72e-05
[6 empty] | 1.847e-05 | 1.72e-05
[6 empty] | 1.663e-05 | 1.663e-05
[6 empty] | 1.205e-05 | 1.205e-05
[6 empty] | 7.12e-06 | 7.12e-06
[6 empty] | 6.61e-06 | 6.61e-06
[6 empty] | 7.97e-06 | 7.97e-06
[6 empty] | 9.29e-06 | 9.29e-06
[6 empty] | 1.063e-05 | 1.063e-05
[6 empty] | 1.276e-05 | 1.276e-05
[6 empty] | 1.673e-05 | 1.673e-05
[6 empty] | 1.94e-05 | 1.72e-05
[6 empty] | 2.126e-05 | 1.72e-05
[6 empty] | 2.257e-05 | 1.72e-05
[6 empty] | 2.27e-05 | 1.72e-05
[6 empty] | 2.098e-05 | 1.72e-05
[6 empty] | 2.001e-05 | 1.72e-05
[6 empty] | 1.899e-05 | 1.72e-05
[6 empty] | 1.864e-05 | 1.72e-05
[6 empty] | 1.954e-05 | 1.72e-05
[6 empty] | 2.09e-05 | 1.72e-05
[6 empty] | 2.223e-05 | 1.72e-05
[6 empty] | 2.221e-05 | 1.72e-05
[6 empty] | 2.067e-05 | 1.72e-05
[6 empty] | 2.002e-05 | 1.72e-05
[6 empty] | 1.847e-05 | 1.72e-05
[6 empty] | 1.663e-05 | 1.663e-05
[6 empty] | 1.205e-05 | 1.205e-05
[6 empty] | 7.12e-06 | 7.12e-06
[6 empty] | 6.61e-06 | 6.61e-06
[6 empty] | 7.97e-06 | 7.97e-06
[6 empty] | 9.29e-06 | 9.29e-06
[6 empty] | 1.063e-05 | 1.063e-05
[6 empty] | 1.276e-05 | 1.276e-05
[6 empty] | 1.673e-05 | 1.673e-05
[6 empty] | 1.94e-05 | 1.72e-05
[6 empty] | 2.126e-05 | 1.72e-05
[6 empty] | 2.257e-05 | 1.72e-05
[6 empty] | 2.27e-05 | 1.72e-05
[6 empty] | 2.098e-05 | 1.72e-05
[6 empty] | 2.001e-05 | 1.72e-05
[6 empty] | 1.899e-05 | 1.72e-05
[6 empty] | 1.864e-05 | 1.72e-05
[6 empty] | 1.954e-05 | 1.72e-05
[6 empty] | 2.09e-05 | 1.72e-05
[6 empty] | 2.223e-05 | 1.72e-05
[6 empty] | 2.221e-05 | 1.72e-05
[6 empty] | 2.067e-05 | 1.72e-05
[6 empty] | 2.002e-05 | 1.72e-05
[6 empty] | 1.847e-05 | 1.72e-05
[6 empty] | 1.663e-05 | 1.663e-05
[6 empty] | 1.205e-05 | 1.205e-05
[6 empty] | 7.12e-06 | 7.12e-06
[6 empty] | 6.61e-06 | 6.61e-06
[6 empty] | 7.97e-06 | 7.97e-06
[6 empty] | 9.29e-06 | 9.29e-06
[6 empty] | 1.063e-05 | 1.063e-05
[6 empty] | 1.276e-05 | 1.276e-05
[6 empty] | 1.673e-05 | 1.673e-05
[6 empty] | 1.94e-05 | 1.72e-05
[6 empty] | 2.126e-05 | 1.72e-05
[6 empty] | 2.257e-05 | 1.72e-05
[6 empty] | 2.27e-05 | 1.72e-05
[6 empty] | 2.098e-05 | 1.72e-05
[6 empty] | 2.001e-05 | 1.72e-05
[6 empty] | 1.899e-05 | 1.72e-05
[6 empty] | 1.864e-05 | 1.72e-05
[6 empty] | 1.954e-05 | 1.72e-05
[6 empty] | 2.09e-05 | 1.72e-05
[6 empty] | 2.223e-05 | 1.72e-05
[6 empty] | 2.221e-05 | 1.72e-05
[6 empty] | 2.067e-05 | 1.72e-05
[6 empty] | 2.002e-05 | 1.72e-05
[6 empty] | 1.847e-05 | 1.72e-05
[6 empty] | 1.663e-05 | 1.663e-05
[6 empty] | 1.205e-05 | 1.205e-05
[6 empty] | 7.12e-06 | 7.12e-06
[6 empty] | 6.61e-06 | 6.61e-06
[6 empty] | 7.97e-06 | 7.97e-06
[6 empty] | 9.29e-06 | 9.29e-06
[6 empty] | 1.063e-05 | 1.063e-05
[6 empty] | 1.276e-05 | 1.276e-05
[6 empty] | 1.673e-05 | 1.673e-05
[6 empty] | 1.94e-05 | 1.72e-05
[6 empty] | 2.126e-05 | 1.72e-05
[6 empty] | 2.257e-05 | 1.72e-05
[6 empty] | 2.27e-05 | 1.72e-05
[6 empty] | 2.098e-05 | 1.72e-05
[6 empty] | 2.001e-05 | 1.72e-05
[6 empty] | 1.899e-05 | 1.72e-05
[6 empty] | 1.864e-05 | 1.72e-05
[6 empty] | 1.954e-05 | 1.72e-05
[6 empty] | 2.09e-05 | 1.72e-05
[6 empty] | 2.223e-05 | 1.72e-05
[6 empty] | 2.221e-05 | 1.72e-05
[6 empty] | 2.067e-05 | 1.72e-05
[6 empty] | 2.002e-05 | 1.72e-05
[6 empty] | 1.847e-05 | 1.72e-05
[6 empty] | 1.663e-05 | 1.663e-05
[6 empty] | 1.205e-05 | 1.205e-05
[6 empty] | 7.12e-06 | 7.12e-06
[6 empty] | 6.76e-06 | 6.76e-06
[6 empty] | 7.13e-06 | 7.13e-06
[6 empty] | 8.4e-06 | 8.4e-06
[6 empty] | 9.58e-06 | 9.58e-06
[6 empty] | 1.135e-05 | 1.135e-05
[6 empty] | 1.405e-05 | 1.405e-05
[6 empty] | 1.665e-05 | 1.665e-05
[6 empty] | 1.89e-05 | 1.72e-05
[6 empty] | 2.167e-05 | 1.72e-05
[6 empty] | 2.226e-05 | 1.72e-05
[6 empty] | 2.08e-05 | 1.72e-05
[6 empty] | 1.92e-05 | 1.72e-05
[6 empty] | 1.659e-05 | 1.659e-05
[6 empty] | 1.58e-05 | 1.58e-05
[6 empty] | 1.668e-05 | 1.668e-05
[6 empty] | 1.72e-05 | 1.72e-05
[6 empty] | 1.905e-05 | 1.72e-05
[6 empty] | 2.026e-05 | 1.72e-05
[6 empty] | 1.85e-05 | 1.72e-05
[6 empty] | 1.774e-05 | 1.72e-05
[6 empty] | 1.669e-05 | 1.669e-05
[6 empty] | 1.542e-05 | 1.542e-05
[6 empty] | 1.36e-05 | 1.36e-05
[6 empty] | 8.99e-06 | 8.99e-06
[6 empty] | 7.46e-06 | 7.46e-06
[6 empty] | 7.83e-06 | 7.83e-06
[6 empty] | 8.99e-06 | 8.99e-06
[6 empty] | 8.99e-06 | 8.99e-06
[6 empty] | 9.44e-06 | 9.44e-06
[6 empty] | 1.047e-05 | 1.047e-05
[6 empty] | 1.254e-05 | 1.254e-05
[6 empty] | 1.618e-05 | 1.618e-05
[6 empty] | 1.9e-05 | 1.72e-05
[6 empty] | 2.142e-05 | 1.72e-05
[6 empty] | 2.245e-05 | 1.72e-05
[6 empty] | 2.221e-05 | 1.72e-05
[6 empty] | 2.14e-05 | 1.72e-05
[6 empty] | 2.004e-05 | 1.72e-05
[6 empty] | 1.899e-05 | 1.72e-05
[6 empty] | 1.966e-05 | 1.72e-05
[6 empty] | 2.082e-05 | 1.72e-05
[6 empty] | 2.151e-05 | 1.72e-05
[6 empty] | 2.138e-05 | 1.72e-05
[6 empty] | 1.972e-05 | 1.72e-05
[6 empty] | 1.863e-05 | 1.72e-05
[6 empty] | 1.733e-05 | 1.72e-05
[6 empty] | 1.512e-05 | 1.512e-05
[6 empty] | 1.139e-05 | 1.139e-05
[6 empty] | 6.83e-06 | 6.83e-06
[6 empty] | 6.61e-06 | 6.61e-06
[6 empty] | 7.97e-06 | 7.97e-06
[6 empty] | 9.29e-06 | 9.29e-06
[6 empty] | 1.063e-05 | 1.063e-05
[6 empty] | 1.276e-05 | 1.276e-05
[6 empty] | 1.673e-05 | 1.673e-05
[6 empty] | 1.94e-05 | 1.72e-05
[6 empty] | 2.126e-05 | 1.72e-05
[6 empty] | 2.257e-05 | 1.72e-05
[6 empty] | 2.27e-05 | 1.72e-05
[6 empty] | 2.098e-05 | 1.72e-05
[6 empty] | 2.001e-05 | 1.72e-05
[6 empty] | 1.899e-05 | 1.72e-05
[6 empty] | 1.864e-05 | 1.72e-05
[6 empty] | 1.954e-05 | 1.72e-05
[6 empty] | 2.09e-05 | 1.72e-05
[6 empty] | 2.223e-05 | 1.72e-05
[6 empty] | 2.221e-05 | 1.72e-05
[6 empty] | 2.067e-05 | 1.72e-05
[6 empty] | 2.002e-05 | 1.72e-05
[6 empty] | 1.847e-05 | 1.72e-05
[6 empty] | 1.663e-05 | 1.663e-05
[6 empty] | 1.205e-05 | 1.205e-05
[6 empty] | 7.12e-06 | 7.12e-06
[6 empty] | 6.61e-06 | 6.61e-06
[6 empty] | 7.97e-06 | 7.97e-06
[6 empty] | 9.29e-06 | 9.29e-06
[6 empty] | 1.063e-05 | 1.063e-05
[6 empty] | 1.276e-05 | 1.276e-05
[6 empty] | 1.673e-05 | 1.673e-05
[6 empty] | 1.94e-05 | 1.72e-05
[6 empty] | 2.126e-05 | 1.72e-05
[6 empty] | 2.257e-05 | 1.72e-05
[6 empty] | 2.27e-05 | 1.72e-05
[6 empty] | 2.098e-05 | 1.72e-05
[6 empty] | 2.001e-05 | 1.72e-05
[6 empty] | 1.899e-05 | 1.72e-05
[6 empty] | 1.864e-05 | 1.72e-05
[6 empty] | 1.954e-05 | 1.72e-05
[6 empty] | 2.09e-05 | 1.72e-05
[6 empty] | 2.223e-05 | 1.72e-05
[6 empty] | 2.221e-05 | 1.72e-05
[6 empty] | 2.067e-05 | 1.72e-05
[6 empty] | 2.002e-05 | 1.72e-05
[6 empty] | 1.847e-05 | 1.72e-05
[6 empty] | 1.663e-05 | 1.663e-05
[6 empty] | 1.205e-05 | 1.205e-05
[6 empty] | 7.12e-06 | 7.12e-06
[6 empty] | 6.61e-06 | 6.61e-06
[6 empty] | 7.97e-06 | 7.97e-06
[6 empty] | 9.29e-06 | 9.29e-06
[6 empty] | 1.063e-05 | 1.063e-05
[6 empty] | 1.276e-05 | 1.276e-05
[6 empty] | 1.673e-05 | 1.673e-05
[6 empty] | 1.94e-05 | 1.72e-05
[6 empty] | 2.126e-05 | 1.72e-05
[6 empty] | 2.257e-05 | 1.72e-05
[6 empty] | 2.27e-05 | 1.72e-05
[6 empty] | 2.098e-05 | 1.72e-05
[6 empty] | 2.001e-05 | 1.72e-05
[6 empty] | 1.899e-05 | 1.72e-05
[6 empty] | 1.864e-05 | 1.72e-05
[6 empty] | 1.954e-05 | 1.72e-05
[6 empty] | 2.09e-05 | 1.72e-05
[6 empty] | 2.223e-05 | 1.72e-05
[6 empty] | 2.221e-05 | 1.72e-05
[6 empty] | 2.067e-05 | 1.72e-05
[6 empty] | 2.002e-05 | 1.72e-05
[6 empty] | 1.847e-05 | 1.72e-05
[6 empty] | 1.663e-05 | 1.663e-05
[6 empty] | 1.205e-05 | 1.205e-05
[6 empty] | 7.12e-06 | 7.12e-06
[6 empty] | 6.61e-06 | 6.61e-06
[6 empty] | 7.97e-06 | 7.97e-06
[6 empty] | 9.29e-06 | 9.29e-06
[6 empty] | 1.063e-05 | 1.063e-05
[6 empty] | 1.276e-05 | 1.276e-05
[6 empty] | 1.673e-05 | 1.673e-05
[6 empty] | 1.94e-05 | 1.72e-05
[6 empty] | 2.126e-05 | 1.72e-05
[6 empty] | 2.257e-05 | 1.72e-05
[6 empty] | 2.27e-05 | 1.72e-05
[6 empty] | 2.098e-05 | 1.72e-05
[6 empty] | 2.001e-05 | 1.72e-05
[6 empty] | 1.899e-05 | 1.72e-05
[6 empty] | 1.864e-05 | 1.72e-05
[6 empty] | 1.954e-05 | 1.72e-05
[6 empty] | 2.09e-05 | 1.72e-05
[6 empty] | 2.223e-05 | 1.72e-05
[6 empty] | 2.221e-05 | 1.72e-05
[6 empty] | 2.067e-05 | 1.72e-05
[6 empty] | 2.002e-05 | 1.72e-05
[6 empty] | 1.847e-05 | 1.72e-05
[6 empty] | 1.663e-05 | 1.663e-05
[6 empty] | 1.205e-05 | 1.205e-05
[6 empty] | 7.12e-06 | 7.12e-06
[6 empty] | 6.61e-06 | 6.61e-06
[6 empty] | 7.97e-06 | 7.97e-06
[6 empty] | 9.29e-06 | 9.29e-06
[6 empty] | 1.063e-05 | 1.063e-05
[6 empty] | 1.276e-05 | 1.276e-05
[6 empty] | 1.673e-05 | 1.673e-05
[6 empty] | 1.94e-05 | 1.72e-05
[6 empty] | 2.126e-05 | 1.72e-05
[6 empty] | 2.257e-05 | 1.72e-05
[6 empty] | 2.27e-05 | 1.72e-05
[6 empty] | 2.098e-05 | 1.72e-05
[6 empty] | 2.001e-05 | 1.72e-05
[6 empty] | 1.899e-05 | 1.72e-05
[6 empty] | 1.864e-05 | 1.72e-05
[6 empty] | 1.954e-05 | 1.72e-05
[6 empty] | 2.09e-05 | 1.72e-05
[6 empty] | 2.223e-05 | 1.72e-05
[6 empty] | 2.221e-05 | 1.72e-05
[6 empty] | 2.067e-05 | 1.72e-05
[6 empty] | 2.002e-05 | 1.72e-05
[6 empty] | 1.847e-05 | 1.72e-05
[6 empty] | 1.663e-05 | 1.663e-05
[6 empty] | 1.205e-05 | 1.205e-05
[6 empty] | 7.12e-06 | 7.12e-06
[6 empty] | 6.76e-06 | 6.76e-06
[6 empty] | 7.13e-06 | 7.13e-06
[6 empty] | 8.4e-06 | 8.4e-06
[6 empty] | 9.58e-06 | 9.58e-06
[6 empty] | 1.135e-05 | 1.135e-05
[6 empty] | 1.405e-05 | 1.405e-05
[6 empty] | 1.665e-05 | 1.665e-05
[6 empty] | 1.89e-05 | 1.72e-05
[6 empty] | 2.167e-05 | 1.72e-05
[6 empty] | 2.226e-05 | 1.72e-05
[6 empty] | 2.08e-05 | 1.72e-05
[6 empty] | 1.92e-05 | 1.72e-05
[6 empty] | 1.659e-05 | 1.659e-05
[6 empty] | 1.58e-05 | 1.58e-05
[6 empty] | 1.668e-05 | 1.668e-05
[6 empty] | 1.72e-05 | 1.72e-05
[6 empty] | 1.905e-05 | 1.72e-05
[6 empty] | 2.026e-05 | 1.72e-05
[6 empty] | 1.85e-05 | 1.72e-05
[6 empty] | 1.774e-05 | 1.72e-05
[6 empty] | 1.669e-05 | 1.669e-05
[6 empty] | 1.542e-05 | 1.542e-05
[6 empty] | 1.36e-05 | 1.36e-05
[6 empty] | 8.99e-06 | 8.99e-06
[6 empty] | 7.46e-06 | 7.46e-06
[6 empty] | 7.83e-06 | 7.83e-06
[6 empty] | 8.99e-06 | 8.99e-06
[6 empty] | 9.44e-06 | 9.44e-06
[6 empty] | 1.047e-05 | 1.047e-05
[6 empty] | 1.254e-05 | 1.254e-05
[6 empty] | 1.618e-05 | 1.618e-05
[6 empty] | 1.9e-05 | 1.72e-05
[6 empty] | 2.142e-05 | 1.72e-05
[6 empty] | 2.245e-05 | 1.72e-05
[6 empty] | 2.221e-05 | 1.72e-05
[6 empty] | 2.14e-05 | 1.72e-05
[6 empty] | 2.004e-05 | 1.72e-05
[6 empty] | 1.899e-05 | 1.72e-05
[6 empty] | 1.966e-05 | 1.72e-05
[6 empty] | 2.082e-05 | 1.72e-05
[6 empty] | 2.151e-05 | 1.72e-05
[6 empty] | 2.138e-05 | 1.72e-05
[6 empty] | 1.972e-05 | 1.72e-05
[6 empty] | 1.863e-05 | 1.72e-05
[6 empty] | 1.733e-05 | 1.72e-05
[6 empty] | 1.512e-05 | 1.512e-05
[6 empty] | 1.139e-05 | 1.139e-05
[6 empty] | 6.83e-06 | 6.83e-06
[6 empty] | 6.61e-06 | 6.61e-06
[6 empty] | 7.97e-06 | 7.97e-06
[6 empty] | 9.29e-06 | 9.29e-06
[6 empty] | 1.063e-05 | 1.063e-05
[6 empty] | 1.276e-05 | 1.276e-05
[6 empty] | 1.673e-05 | 1.673e-05
[6 empty] | 1.94e-05 | 1.72e-05
[6 empty] | 2.126e-05 | 1.72e-05
[6 empty] | 2.257e-05 | 1.72e-05
[6 empty] | 2.27e-05 | 1.72e-05
[6 empty] | 2.098e-05 | 1.72e-05
[6 empty] | 2.001e-05 | 1.72e-05
[6 empty] | 1.899e-05 | 1.72e-05
[6 empty] | 1.864e-05 | 1.72e-05
[6 empty] | 1.954e-05 | 1.72e-05
[6 empty] | 2.09e-05 | 1.72e-05
[6 empty] | 2.223e-05 | 1.72e-05
[6 empty] | 2.221e-05 | 1.72e-05
[6 empty] | 2.067e-05 | 1.72e-05
[6 empty] | 2.002e-05 | 1.72e-05
[6 empty] | 1.847e-05 | 1.72e-05
[6 empty] | 1.663e-05 | 1.663e-05
[6 empty] | 1.205e-05 | 1.205e-05
[6 empty] | 7.12e-06 | 7.12e-06
[6 empty] | 6.61e-06 | 6.61e-06
[6 empty] | 7.97e-06 | 7.97e-06
[6 empty] | 9.29e-06 | 9.29e-06
[6 empty] | 1.063e-05 | 1.063e-05
[6 empty] | 1.276e-05 | 1.276e-05
[6 empty] | 1.673e-05 | 1.673e-05
[6 empty] | 1.94e-05 | 1.72e-05
[6 empty] | 2.126e-05 | 1.72e-05
[6 empty] | 2.257e-05 | 1.72e-05
[6 empty] | 2.27e-05 | 1.72e-05
[6 empty] | 2.098e-05 | 1.72e-05
[6 empty] | 2.001e-05 | 1.72e-05
[6 empty] | 1.899e-05 | 1.72e-05
[6 empty] | 1.864e-05 | 1.72e-05
[6 empty] | 1.954e-05 | 1.72e-05
[6 empty] | 2.09e-05 | 1.72e-05
[6 empty] | 2.223e-05 | 1.72e-05
[6 empty] | 2.221e-05 | 1.72e-05
[6 empty] | 2.067e-05 | 1.72e-05
[6 empty] | 2.002e-05 | 1.72e-05
[6 empty] | 1.847e-05 | 1.72e-05
[6 empty] | 1.663e-05 | 1.663e-05
[6 empty] | 1.205e-05 | 1.205e-05
[6 empty] | 7.12e-06 | 7.12e-06
[6 empty] | 6.61e-06 | 6.61e-06
[6 empty] | 7.97e-06 | 7.97e-06
[6 empty] | 9.29e-06 | 9.29e-06
[6 empty] | 1.063e-05 | 1.063e-05
[6 empty] | 1.276e-05 | 1.276e-05
[6 empty] | 1.673e-05 | 1.673e-05
[6 empty] | 1.94e-05 | 1.72e-05
[6 empty] | 2.126e-05 | 1.72e-05
[6 empty] | 2.257e-05 | 1.72e-05
[6 empty] | 2.27e-05 | 1.72e-05
[6 empty] | 2.098e-05 | 1.72e-05
[6 empty] | 2.001e-05 | 1.72e-05
[6 empty] | 1.899e-05 | 1.72e-05
[6 empty] | 1.864e-05 | 1.72e-05
[6 empty] | 1.954e-05 | 1.72e-05
[6 empty] | 2.09e-05 | 1.72e-05
[6 empty] | 2.223e-05 | 1.72e-05
[6 empty] | 2.221e-05 | 1.72e-05
[6 empty] | 2.067e-05 | 1.72e-05
[6 empty] | 2.002e-05 | 1.72e-05
[6 empty] | 1.847e-05 | 1.72e-05
[6 empty] | 1.663e-05 | 1.663e-05
[6 empty] | 1.205e-05 | 1.205e-05
[6 empty] | 7.12e-06 | 7.12e-06
[6 empty] | 6.61e-06 | 6.61e-06
[6 empty] | 7.97e-06 | 7.97e-06
[6 empty] | 9.29e-06 | 9.29e-06
[6 empty] | 1.063e-05 | 1.063e-05
[6 empty] | 1.276e-05 | 1.276e-05
[6 empty] | 1.673e-05 | 1.673e-05
[6 empty] | 1.94e-05 | 1.72e-05
[6 empty] | 2.126e-05 | 1.72e-05
[6 empty] | 2.257e-05 | 1.72e-05
[6 empty] | 2.27e-05 | 1.72e-05
[6 empty] | 2.098e-05 | 1.72e-05
[6 empty] | 2.001e-05 | 1.72e-05
[6 empty] | 1.899e-05 | 1.72e-05
[6 empty] | 1.864e-05 | 1.72e-05
[6 empty] | 1.954e-05 | 1.72e-05
[6 empty] | 2.09e-05 | 1.72e-05
[6 empty] | 2.223e-05 | 1.72e-05
[6 empty] | 2.221e-05 | 1.72e-05
[6 empty] | 2.067e-05 | 1.72e-05
[6 empty] | 2.002e-05 | 1.72e-05
[6 empty] | 1.847e-05 | 1.72e-05
[6 empty] | 1.663e-05 | 1.663e-05
[6 empty] | 1.205e-05 | 1.205e-05
[6 empty] | 7.12e-06 | 7.12e-06
[6 empty] | 6.61e-06 | 6.61e-06
[6 empty] | 7.97e-06 | 7.97e-06
[6 empty] | 9.29e-06 | 9.29e-06
[6 empty] | 1.063e-05 | 1.063e-05
[6 empty] | 1.276e-05 | 1.276e-05
[6 empty] | 1.673e-05 | 1.673e-05
[6 empty] | 1.94e-05 | 1.72e-05
[6 empty] | 2.126e-05 | 1.72e-05
[6 empty] | 2.257e-05 | 1.72e-05
[6 empty] | 2.27e-05 | 1.72e-05
[6 empty] | 2.098e-05 | 1.72e-05
[6 empty] | 2.001e-05 | 1.72e-05
[6 empty] | 1.899e-05 | 1.72e-05
[6 empty] | 1.864e-05 | 1.72e-05
[6 empty] | 1.954e-05 | 1.72e-05
[6 empty] | 2.09e-05 | 1.72e-05
[6 empty] | 2.223e-05 | 1.72e-05
[6 empty] | 2.221e-05 | 1.72e-05
[6 empty] | 2.067e-05 | 1.72e-05
[6 empty] | 2.002e-05 | 1.72e-05
[6 empty] | 1.847e-05 | 1.72e-05
[6 empty] | 1.663e-05 | 1.663e-05
[6 empty] | 1.205e-05 | 1.205e-05
[6 empty] | 7.12e-06 | 7.12e-06
[6 empty] | 6.76e-06 | 6.76e-06
[6 empty] | 7.13e-06 | 7.13e-06
[6 empty] | 8.4e-06 | 8.4e-06
[6 empty] | 9.58e-06 | 9.58e-06
[6 empty] | 1.135e-05 | 1.135e-05
[6 empty] | 1.405e-05 | 1.405e-05
[6 empty] | 1.665e-05 | 1.665e-05
[6 empty] | 1.89e-05 | 1.72e-05
[6 empty] | 2.167e-05 | 1.72e-05
[6 empty] | 2.226e-05 | 1.72e-05
[6 empty] | 2.08e-05 | 1.72e-05
[6 empty] | 1.92e-05 | 1.72e-05
[6 empty] | 1.659e-05 | 1.659e-05
[6 empty] | 1.58e-05 | 1.58e-05
[6 empty] | 1.668e-05 | 1.668e-05
[6 empty] | 1.72e-05 | 1.72e-05
[6 empty] | 1.905e-05 | 1.72e-05
[6 empty] | 2.026e-05 | 1.72e-05
[6 empty] | 1.85e-05 | 1.72e-05
[6 empty] | 1.774e-05 | 1.72e-05
[6 empty] | 1.669e-05 | 1.669e-05
[6 empty] | 1.542e-05 | 1.542e-05
[6 empty] | 1.36e-05 | 1.36e-05
[6 empty] | 8.99e-06 | 8.99e-06
[6 empty] | 7.46e-06 | 7.46e-06
[6 empty] | 7.83e-06 | 7.83e-06
[6 empty] | 8.99e-06 | 8.99e-06
[6 empty] | 9.44e-06 | 9.44e-06
[6 empty] | 1.047e-05 | 1.047e-05
[6 empty] | 1.254e-05 | 1.254e-05
[6 empty] | 1.618e-05 | 1.618e-05
[6 empty] | 1.9e-05 | 1.72e-05
[6 empty] | 2.142e-05 | 1.72e-05
[6 empty] | 2.245e-05 | 1.72e-05
[6 empty] | 2.221e-05 | 1.72e-05
[6 empty] | 2.14e-05 | 1.72e-05
[6 empty] | 2.004e-05 | 1.72e-05
[6 empty] | 1.899e-05 | 1.72e-05
[6 empty] | 1.966e-05 | 1.72e-05
[6 empty] | 2.082e-05 | 1.72e-05
[6 empty] | 2.151e-05 | 1.72e-05
[6 empty] | 2.138e-05 | 1.72e-05
[6 empty] | 1.972e-05 | 1.72e-05
[6 empty] | 1.863e-05 | 1.72e-05
[6 empty] | 1.733e-05 | 1.72e-05
[6 empty] | 1.512e-05 | 1.512e-05
[6 empty] | 1.139e-05 | 1.139e-05
[6 empty] | 6.83e-06 | 6.83e-06
[6 empty] | 6.61e-06 | 6.61e-06
[6 empty] | 7.97e-06 | 7.97e-06
[6 empty] | 9.29e-06 | 9.29e-06
[6 empty] | 1.063e-05 | 1.063e-05
[6 empty] | 1.276e-05 | 1.276e-05
[6 empty] | 1.673e-05 | 1.673e-05
[6 empty] | 1.94e-05 | 1.72e-05
[6 empty] | 2.126e-05 | 1.72e-05
[6 empty] | 2.257e-05 | 1.72e-05
[6 empty] | 2.27e-05 | 1.72e-05
[6 empty] | 2.098e-05 | 1.72e-05
[6 empty] | 2.001e-05 | 1.72e-05
[6 empty] | 1.899e-05 | 1.72e-05
[6 empty] | 1.864e-05 | 1.72e-05
[6 empty] | 1.954e-05 | 1.72e-05
[6 empty] | 2.09e-05 | 1.72e-05
[6 empty] | 2.223e-05 | 1.72e-05
[6 empty] | 2.221e-05 | 1.72e-05
[6 empty] | 2.067e-05 | 1.72e-05
[6 empty] | 2.002e-05 | 1.72e-05
[6 empty] | 1.847e-05 | 1.72e-05
[6 empty] | 1.663e-05 | 1.663e-05
[6 empty] | 1.205e-05 | 1.205e-05
[6 empty] | 7.12e-06 | 7.12e-06
[6 empty] | 6.61e-06 | 6.61e-06
[6 empty] | 7.97e-06 | 7.97e-06
[6 empty] | 9.29e-06 | 9.29e-06
[6 empty] | 1.063e-05 | 1.063e-05
[6 empty] | 1.276e-05 | 1.276e-05
[6 empty] | 1.673e-05 | 1.673e-05
[6 empty] | 1.94e-05 | 1.72e-05
[6 empty] | 2.126e-05 | 1.72e-05
[6 empty] | 2.257e-05 | 1.72e-05
[6 empty] | 2.27e-05 | 1.72e-05
[6 empty] | 2.098e-05 | 1.72e-05
[6 empty] | 2.001e-05 | 1.72e-05
[6 empty] | 1.899e-05 | 1.72e-05
[6 empty] | 1.864e-05 | 1.72e-05
[6 empty] | 1.954e-05 | 1.72e-05
[6 empty] | 2.09e-05 | 1.72e-05
[6 empty] | 2.223e-05 | 1.72e-05
[6 empty] | 2.221e-05 | 1.72e-05
[6 empty] | 2.067e-05 | 1.72e-05
[6 empty] | 2.002e-05 | 1.72e-05
[6 empty] | 1.847e-05 | 1.72e-05
[6 empty] | 1.663e-05 | 1.663e-05
[6 empty] | 1.205e-05 | 1.205e-05
[6 empty] | 7.12e-06 | 7.12e-06
[6 empty] | 6.61e-06 | 6.61e-06
[6 empty] | 7.97e-06 | 7.97e-06
[6 empty] | 9.29e-06 | 9.29e-06
[6 empty] | 1.063e-05 | 1.063e-05
[6 empty] | 1.276e-05 | 1.276e-05
[6 empty] | 1.673e-05 | 1.673e-05
[6 empty] | 1.94e-05 | 1.72e-05
[6 empty] | 2.126e-05 | 1.72e-05
[6 empty] | 2.257e-05 | 1.72e-05
[6 empty] | 2.27e-05 | 1.72e-05
[6 empty] | 2.098e-05 | 1.72e-05
[6 empty] | 2.001e-05 | 1.72e-05
[6 empty] | 1.899e-05 | 1.72e-05
[6 empty] | 1.864e-05 | 1.72e-05
[6 empty] | 1.954e-05 | 1.72e-05
[6 empty] | 2.09e-05 | 1.72e-05
[6 empty] | 2.223e-05 | 1.72e-05
[6 empty] | 2.221e-05 | 1.72e-05
[6 empty] | 2.067e-05 | 1.72e-05
[6 empty] | 2.002e-05 | 1.72e-05
[6 empty] | 1.847e-05 | 1.72e-05
[6 empty] | 1.663e-05 | 1.663e-05
[6 empty] | 1.205e-05 | 1.205e-05
[6 empty] | 7.12e-06 | 7.12e-06
[6 empty] | 6.61e-06 | 6.61e-06
[6 empty] | 7.97e-06 | 7.97e-06
[6 empty] | 9.29e-06 | 9.29e-06
[6 empty] | 1.063e-05 | 1.063e-05
[6 empty] | 1.276e-05 | 1.276e-05
[6 empty] | 1.673e-05 | 1.673e-05
[6 empty] | 1.94e-05 | 1.72e-05
[6 empty] | 2.126e-05 | 1.72e-05
[6 empty] | 2.257e-05 | 1.72e-05
[6 empty] | 2.27e-05 | 1.72e-05
[6 empty] | 2.098e-05 | 1.72e-05
[6 empty] | 2.001e-05 | 1.72e-05
[6 empty] | 1.899e-05 | 1.72e-05
[6 empty] | 1.864e-05 | 1.72e-05
[6 empty] | 1.954e-05 | 1.72e-05
[6 empty] | 2.09e-05 | 1.72e-05
[6 empty] | 2.223e-05 | 1.72e-05
[6 empty] | 2.221e-05 | 1.72e-05
[6 empty] | 2.067e-05 | 1.72e-05
[6 empty] | 2.002e-05 | 1.72e-05
[6 empty] | 1.847e-05 | 1.72e-05
[6 empty] | 1.663e-05 | 1.663e-05
[6 empty] | 1.205e-05 | 1.205e-05
[6 empty] | 7.12e-06 | 7.12e-06
[6 empty] | 6.61e-06 | 6.61e-06
[6 empty] | 7.97e-06 | 7.97e-06
[6 empty] | 9.29e-06 | 9.29e-06
[6 empty] | 1.063e-05 | 1.063e-05
[6 empty] | 1.276e-05 | 1.276e-05
[6 empty] | 1.673e-05 | 1.673e-05
[6 empty] | 1.94e-05 | 1.72e-05
[6 empty] | 2.126e-05 | 1.72e-05
[6 empty] | 2.257e-05 | 1.72e-05
[6 empty] | 2.27e-05 | 1.72e-05
[6 empty] | 2.098e-05 | 1.72e-05
[6 empty] | 2.001e-05 | 1.72e-05
[6 empty] | 1.899e-05 | 1.72e-05
[6 empty] | 1.864e-05 | 1.72e-05
[6 empty] | 1.954e-05 | 1.72e-05
[6 empty] | 2.09e-05 | 1.72e-05
[6 empty] | 2.223e-05 | 1.72e-05
[6 empty] | 2.221e-05 | 1.72e-05
[6 empty] | 2.067e-05 | 1.72e-05
[6 empty] | 2.002e-05 | 1.72e-05
[6 empty] | 1.847e-05 | 1.72e-05
[6 empty] | 1.663e-05 | 1.663e-05
[6 empty] | 1.205e-05 | 1.205e-05
[6 empty] | 7.12e-06 | 7.12e-06
[6 empty] | 6.76e-06 | 6.76e-06
[6 empty] | 7.13e-06 | 7.13e-06
[6 empty] | 8.4e-06 | 8.4e-06
[6 empty] | 9.58e-06 | 9.58e-06
[6 empty] | 1.135e-05 | 1.135e-05
[6 empty] | 1.405e-05 | 1.405e-05
[6 empty] | 1.665e-05 | 1.665e-05
[6 empty] | 1.89e-05 | 1.72e-05
[6 empty] | 2.167e-05 | 1.72e-05
[6 empty] | 2.226e-05 | 1.72e-05
[6 empty] | 2.08e-05 | 1.72e-05
[6 empty] | 1.92e-05 | 1.72e-05
[6 empty] | 1.659e-05 | 1.659e-05
[6 empty] | 1.58e-05 | 1.58e-05
[6 empty] | 1.668e-05 | 1.668e-05
[6 empty] | 1.72e-05 | 1.72e-05
[6 empty] | 1.905e-05 | 1.72e-05
[6 empty] | 2.026e-05 | 1.72e-05
[6 empty] | 1.85e-05 | 1.72e-05
[6 empty] | 1.774e-05 | 1.72e-05
[6 empty] | 1.669e-05 | 1.669e-05
[6 empty] | 1.542e-05 | 1.542e-05
[6 empty] | 1.36e-05 | 1.36e-05
[6 empty] | 8.99e-06 | 8.99e-06
[6 empty] | 7.46e-06 | 7.46e-06
[6 empty] | 7.83e-06 | 7.83e-06
[6 empty] | 8.99e-06 | 8.99e-06
[6 empty] | 9.44e-06 | 9.44e-06
[6 empty] | 1.047e-05 | 1.047e-05
[6 empty] | 1.254e-05 | 1.254e-05
[6 empty] | 1.618e-05 | 1.618e-05
[6 empty] | 1.9e-05 | 1.72e-05
[6 empty] | 2.142e-05 | 1.72e-05
[6 empty] | 2.245e-05 | 1.72e-05
[6 empty] | 2.221e-05 | 1.72e-05
[6 empty] | 2.14e-05 | 1.72e-05
[6 empty] | 2.004e-05 | 1.72e-05
[6 empty] | 1.899e-05 | 1.72e-05
[6 empty] | 1.966e-05 | 1.72e-05
[6 empty] | 2.082e-05 | 1.72e-05
[6 empty] | 2.151e-05 | 1.72e-05
[6 empty] | 2.138e-05 | 1.72e-05
[6 empty] | 1.972e-05 | 1.72e-05
[6 empty] | 1.863e-05 | 1.72e-05
[6 empty] | 1.733e-05 | 1.72e-05
[6 empty] | 1.512e-05 | 1.512e-05
[6 empty] | 1.139e-05 | 1.139e-05
[6 empty] | 6.83e-06 | 6.83e-06
[6 empty] | 6.61e-06 | 6.61e-06
[6 empty] | 7.97e-06 | 7.97e-06
[6 empty] | 9.29e-06 | 9.29e-06
[6 empty] | 1.063e-05 | 1.063e-05
[6 empty] | 1.276e-05 | 1.276e-05
[6 empty] | 1.673e-05 | 1.673e-05
[6 empty] | 1.94e-05 | 1.72e-05
[6 empty] | 2.126e-05 | 1.72e-05
[6 empty] | 2.257e-05 | 1.72e-05
[6 empty] | 2.27e-05 | 1.72e-05
[6 empty] | 2.098e-05 | 1.72e-05
[6 empty] | 2.001e-05 | 1.72e-05
[6 empty] | 1.899e-05 | 1.72e-05
[6 empty] | 1.864e-05 | 1.72e-05
[6 empty] | 1.954e-05 | 1.72e-05
[6 empty] | 2.09e-05 | 1.72e-05
[6 empty] | 2.223e-05 | 1.72e-05
[6 empty] | 2.221e-05 | 1.72e-05
[6 empty] | 2.067e-05 | 1.72e-05
[6 empty] | 2.002e-05 | 1.72e-05
[6 empty] | 1.847e-05 | 1.72e-05
[6 empty] | 1.663e-05 | 1.663e-05
[6 empty] | 1.205e-05 | 1.205e-05
[6 empty] | 7.12e-06 | 7.12e-06
[6 empty] | 6.61e-06 | 6.61e-06
[6 empty] | 7.97e-06 | 7.97e-06
[6 empty] | 9.29e-06 | 9.29e-06
[6 empty] | 1.063e-05 | 1.063e-05
[6 empty] | 1.276e-05 | 1.276e-05
[6 empty] | 1.673e-05 | 1.673e-05
[6 empty] | 1.94e-05 | 1.72e-05
[6 empty] | 2.126e-05 | 1.72e-05
[6 empty] | 2.257e-05 | 1.72e-05
[6 empty] | 2.27e-05 | 1.72e-05
[6 empty] | 2.098e-05 | 1.72e-05
[6 empty] | 2.001e-05 | 1.72e-05
[6 empty] | 1.899e-05 | 1.72e-05
[6 empty] | 1.864e-05 | 1.72e-05
[6 empty] | 1.954e-05 | 1.72e-05
[6 empty] | 2.09e-05 | 1.72e-05
[6 empty] | 2.223e-05 | 1.72e-05
[6 empty] | 2.221e-05 | 1.72e-05
[6 empty] | 2.067e-05 | 1.72e-05
[6 empty] | 2.002e-05 | 1.72e-05
[6 empty] | 1.847e-05 | 1.72e-05
[6 empty] | 1.663e-05 | 1.663e-05
[6 empty] | 1.205e-05 | 1.205e-05
[6 empty] | 7.12e-06 | 7.12e-06
[6 empty] | 6.61e-06 | 6.61e-06
[6 empty] | 7.97e-06 | 7.97e-06
[6 empty] | 9.29e-06 | 9.29e-06
[6 empty] | 1.063e-05 | 1.063e-05
[6 empty] | 1.276e-05 | 1.276e-05
[6 empty] | 1.673e-05 | 1.673e-05
[6 empty] | 1.94e-05 | 1.72e-05
[6 empty] | 2.126e-05 | 1.72e-05
[6 empty] | 2.257e-05 | 1.72e-05
[6 empty] | 2.27e-05 | 1.72e-05
[6 empty] | 2.098e-05 | 1.72e-05
[6 empty] | 2.001e-05 | 1.72e-05
[6 empty] | 1.899e-05 | 1.72e-05
[6 empty] | 1.864e-05 | 1.72e-05
[6 empty] | 1.954e-05 | 1.72e-05
[6 empty] | 2.09e-05 | 1.72e-05
[6 empty] | 2.223e-05 | 1.72e-05
[6 empty] | 2.221e-05 | 1.72e-05
[6 empty] | 2.067e-05 | 1.72e-05
[6 empty] | 2.002e-05 | 1.72e-05
[6 empty] | 1.847e-05 | 1.72e-05
[6 empty] | 1.663e-05 | 1.663e-05
[6 empty] | 1.205e-05 | 1.205e-05
[6 empty] | 7.12e-06 | 7.12e-06
[6 empty] | 6.61e-06 | 6.61e-06
[6 empty] | 7.97e-06 | 7.97e-06
[6 empty] | 9.29e-06 | 9.29e-06
[6 empty] | 1.063e-05 | 1.063e-05
[6 empty] | 1.276e-05 | 1.276e-05
[6 empty] | 1.673e-05 | 1.673e-05
[6 empty] | 1.94e-05 | 1.72e-05
[6 empty] | 2.126e-05 | 1.72e-05
[6 empty] | 2.257e-05 | 1.72e-05
[6 empty] | 2.27e-05 | 1.72e-05
[6 empty] | 2.098e-05 | 1.72e-05
[6 empty] | 2.001e-05 | 1.72e-05
[6 empty] | 1.899e-05 | 1.72e-05
[6 empty] | 1.864e-05 | 1.72e-05
[6 empty] | 1.954e-05 | 1.72e-05
[6 empty] | 2.09e-05 | 1.72e-05
[6 empty] | 2.223e-05 | 1.72e-05
[6 empty] | 2.221e-05 | 1.72e-05
[6 empty] | 2.067e-05 | 1.72e-05
[6 empty] | 2.002e-05 | 1.72e-05
[6 empty] | 1.847e-05 | 1.72e-05
[6 empty] | 1.663e-05 | 1.663e-05
[6 empty] | 1.205e-05 | 1.205e-05
[6 empty] | 7.12e-06 | 7.12e-06
[6 empty] | 6.61e-06 | 6.61e-06
[6 empty] | 7.97e-06 | 7.97e-06
[6 empty] | 9.29e-06 | 9.29e-06
[6 empty] | 1.063e-05 | 1.063e-05
[6 empty] | 1.276e-05 | 1.276e-05
[6 empty] | 1.673e-05 | 1.673e-05
[6 empty] | 1.94e-05 | 1.72e-05
[6 empty] | 2.126e-05 | 1.72e-05
[6 empty] | 2.257e-05 | 1.72e-05
[6 empty] | 2.27e-05 | 1.72e-05
[6 empty] | 2.098e-05 | 1.72e-05
[6 empty] | 2.001e-05 | 1.72e-05
[6 empty] | 1.899e-05 | 1.72e-05
[6 empty] | 1.864e-05 | 1.72e-05
[6 empty] | 1.954e-05 | 1.72e-05
[6 empty] | 2.09e-05 | 1.72e-05
[6 empty] | 2.223e-05 | 1.72e-05
[6 empty] | 2.221e-05 | 1.72e-05
[6 empty] | 2.067e-05 | 1.72e-05
[6 empty] | 2.002e-05 | 1.72e-05
[6 empty] | 1.847e-05 | 1.72e-05
[6 empty] | 1.663e-05 | 1.663e-05
[6 empty] | 1.205e-05 | 1.205e-05
[6 empty] | 7.12e-06 | 7.12e-06
[6 empty] | 6.76e-06 | 6.76e-06
[6 empty] | 7.13e-06 | 7.13e-06
[6 empty] | 8.4e-06 | 8.4e-06
[6 empty] | 9.58e-06 | 9.58e-06
[6 empty] | 1.135e-05 | 1.135e-05
[6 empty] | 1.405e-05 | 1.405e-05
[6 empty] | 1.665e-05 | 1.665e-05
[6 empty] | 1.89e-05 | 1.72e-05
[6 empty] | 2.167e-05 | 1.72e-05
[6 empty] | 2.226e-05 | 1.72e-05
[6 empty] | 2.08e-05 | 1.72e-05
[6 empty] | 1.92e-05 | 1.72e-05
[6 empty] | 1.659e-05 | 1.659e-05
[6 empty] | 1.58e-05 | 1.58e-05
[6 empty] | 1.668e-05 | 1.668e-05
[6 empty] | 1.72e-05 | 1.72e-05
[6 empty] | 1.905e-05 | 1.72e-05
[6 empty] | 2.026e-05 | 1.72e-05
[6 empty] | 1.85e-05 | 1.72e-05
[6 empty] | 1.774e-05 | 1.72e-05
[6 empty] | 1.669e-05 | 1.669e-05
[6 empty] | 1.542e-05 | 1.542e-05
[6 empty] | 1.36e-05 | 1.36e-05
[6 empty] | 8.99e-06 | 8.99e-06
[6 empty] | 7.46e-06 | 7.46e-06
[6 empty] | 7.83e-06 | 7.83e-06
[6 empty] | 8.99e-06 | 8.99e-06
[6 empty] | 9.44e-06 | 9.44e-06
[6 empty] | 1.047e-05 | 1.047e-05
[6 empty] | 1.254e-05 | 1.254e-05
[6 empty] | 1.618e-05 | 1.618e-05
[6 empty] | 1.9e-05 | 1.72e-05
[6 empty] | 2.142e-05 | 1.72e-05
[6 empty] | 2.245e-05 | 1.72e-05
[6 empty] | 2.221e-05 | 1.72e-05
[6 empty] | 2.14e-05 | 1.72e-05
[6 empty] | 2.004e-05 | 1.72e-05
[6 empty] | 1.899e-05 | 1.72e-05
[6 empty] | 1.966e-05 | 1.72e-05
[6 empty] | 2.082e-05 | 1.72e-05
[6 empty] | 2.151e-05 | 1.72e-05
[6 empty] | 2.138e-05 | 1.72e-05
[6 empty] | 1.972e-05 | 1.72e-05
[6 empty] | 1.863e-05 | 1.72e-05
[6 empty] | 1.733e-05 | 1.72e-05
[6 empty] | 1.512e-05 | 1.512e-05
[6 empty] | 1.139e-05 | 1.139e-05
[6 empty] | 6.83e-06 | 6.83e-06
[6 empty] | 6.61e-06 | 6.61e-06
[6 empty] | 7.97e-06 | 7.97e-06
[6 empty] | 9.29e-06 | 9.29e-06
[6 empty] | 1.063e-05 | 1.063e-05
[6 empty] | 1.276e-05 | 1.276e-05
[6 empty] | 1.673e-05 | 1.673e-05
[6 empty] | 1.94e-05 | 1.72e-05
[6 empty] | 2.126e-05 | 1.72e-05
[6 empty] | 2.257e-05 | 1.72e-05
[6 empty] | 2.27e-05 | 1.72e-05
[6 empty] | 2.098e-05 | 1.72e-05
[6 empty] | 2.001e-05 | 1.72e-05
[6 empty] | 1.899e-05 | 1.72e-05
[6 empty] | 1.864e-05 | 1.72e-05
[6 empty] | 1.954e-05 | 1.72e-05
[6 empty] | 2.09e-05 | 1.72e-05
[6 empty] | 2.223e-05 | 1.72e-05
[6 empty] | 2.221e-05 | 1.72e-05
[6 empty] | 2.067e-05 | 1.72e-05
[6 empty] | 2.002e-05 | 1.72e-05
[6 empty] | 1.847e-05 | 1.72e-05
[6 empty] | 1.663e-05 | 1.663e-05
[6 empty] | 1.205e-05 | 1.205e-05
[6 empty] | 7.12e-06 | 7.12e-06
[6 empty] | 6.61e-06 | 6.61e-06
[6 empty] | 7.97e-06 | 7.97e-06
[6 empty] | 9.29e-06 | 9.29e-06
[6 empty] | 1.063e-05 | 1.063e-05
[6 empty] | 1.276e-05 | 1.276e-05
[6 empty] | 1.673e-05 | 1.673e-05
[6 empty] | 1.94e-05 | 1.72e-05
[6 empty] | 2.126e-05 | 1.72e-05
[6 empty] | 2.257e-05 | 1.72e-05
[6 empty] | 2.27e-05 | 1.72e-05
[6 empty] | 2.098e-05 | 1.72e-05
[6 empty] | 2.001e-05 | 1.72e-05
[6 empty] | 1.899e-05 | 1.72e-05
[6 empty] | 1.864e-05 | 1.72e-05
[6 empty] | 1.954e-05 | 1.72e-05
[6 empty] | 2.09e-05 | 1.72e-05
[6 empty] | 2.223e-05 | 1.72e-05
[6 empty] | 2.221e-05 | 1.72e-05
[6 empty] | 2.067e-05 | 1.72e-05
[6 empty] | 2.002e-05 | 1.72e-05
[6 empty] | 1.847e-05 | 1.72e-05
[6 empty] | 1.663e-05 | 1.663e-05
[6 empty] | 1.205e-05 | 1.205e-05
[6 empty] | 7.12e-06 | 7.12e-06
[6 empty] | 6.61e-06 | 6.61e-06
[6 empty] | 7.97e-06 | 7.97e-06
[6 empty] | 9.29e-06 | 9.29e-06
[6 empty] | 1.063e-05 | 1.063e-05
[6 empty] | 1.276e-05 | 1.276e-05
[6 empty] | 1.673e-05 | 1.673e-05
[6 empty] | 1.94e-05 | 1.72e-05
[6 empty] | 2.126e-05 | 1.72e-05
[6 empty] | 2.257e-05 | 1.72e-05
[6 empty] | 2.27e-05 | 1.72e-05
[6 empty] | 2.098e-05 | 1.72e-05
[6 empty] | 2.001e-05 | 1.72e-05
[6 empty] | 1.899e-05 | 1.72e-05
[6 empty] | 1.864e-05 | 1.72e-05
[6 empty] | 1.954e-05 | 1.72e-05
[6 empty] | 2.09e-05 | 1.72e-05
[6 empty] | 2.223e-05 | 1.72e-05
[6 empty] | 2.221e-05 | 1.72e-05
[6 empty] | 2.067e-05 | 1.72e-05
[6 empty] | 2.002e-05 | 1.72e-05
[6 empty] | 1.847e-05 | 1.72e-05
[6 empty] | 1.663e-05 | 1.663e-05
[6 empty] | 1.205e-05 | 1.205e-05
[6 empty] | 7.12e-06 | 7.12e-06
[6 empty] | 6.61e-06 | 6.61e-06
[6 empty] | 7.97e-06 | 7.97e-06
[6 empty] | 9.29e-06 | 9.29e-06
[6 empty] | 1.063e-05 | 1.063e-05
[6 empty] | 1.276e-05 | 1.276e-05
[6 empty] | 1.673e-05 | 1.673e-05
[6 empty] | 1.94e-05 | 1.72e-05
[6 empty] | 2.126e-05 | 1.72e-05
[6 empty] | 2.257e-05 | 1.72e-05
[6 empty] | 2.27e-05 | 1.72e-05
[6 empty] | 2.098e-05 | 1.72e-05
[6 empty] | 2.001e-05 | 1.72e-05
[6 empty] | 1.899e-05 | 1.72e-05
[6 empty] | 1.864e-05 | 1.72e-05
[6 empty] | 1.954e-05 | 1.72e-05
[6 empty] | 2.09e-05 | 1.72e-05
[6 empty] | 2.223e-05 | 1.72e-05
[6 empty] | 2.221e-05 | 1.72e-05
[6 empty] | 2.067e-05 | 1.72e-05
[6 empty] | 2.002e-05 | 1.72e-05
[6 empty] | 1.847e-05 | 1.72e-05
[6 empty] | 1.663e-05 | 1.663e-05
[6 empty] | 1.205e-05 | 1.205e-05
[6 empty] | 7.12e-06 | 7.12e-06
[6 empty] | 6.61e-06 | 6.61e-06
[6 empty] | 7.97e-06 | 7.97e-06
[6 empty] | 9.29e-06 | 9.29e-06
[6 empty] | 1.063e-05 | 1.063e-05
[6 empty] | 1.276e-05 | 1.276e-05
[6 empty] | 1.673e-05 | 1.673e-05
[6 empty] | 1.94e-05 | 1.72e-05
[6 empty] | 2.126e-05 | 1.72e-05
[6 empty] | 2.257e-05 | 1.72e-05
[6 empty] | 2.27e-05 | 1.72e-05
[6 empty] | 2.098e-05 | 1.72e-05
[6 empty] | 2.001e-05 | 1.72e-05
[6 empty] | 1.899e-05 | 1.72e-05
[6 empty] | 1.864e-05 | 1.72e-05
[6 empty] | 1.954e-05 | 1.72e-05
[6 empty] | 2.09e-05 | 1.72e-05
[6 empty] | 2.223e-05 | 1.72e-05
[6 empty] | 2.221e-05 | 1.72e-05
[6 empty] | 2.067e-05 | 1.72e-05
[6 empty] | 2.002e-05 | 1.72e-05
[6 empty] | 1.847e-05 | 1.72e-05
[6 empty] | 1.663e-05 | 1.663e-05
[6 empty] | 1.205e-05 | 1.205e-05
[6 empty] | 7.12e-06 | 7.12e-06
[6 empty] | 6.76e-06 | 6.76e-06
[6 empty] | 7.13e-06 | 7.13e-06
[6 empty] | 8.4e-06 | 8.4e-06
[6 empty] | 9.58e-06 | 9.58e-06
[6 empty] | 1.135e-05 | 1.135e-05
[6 empty] | 1.405e-05 | 1.405e-05
[6 empty] | 1.665e-05 | 1.665e-05
[6 empty] | 1.89e-05 | 1.72e-05
[6 empty] | 2.167e-05 | 1.72e-05
[6 empty] | 2.226e-05 | 1.72e-05
[6 empty] | 2.08e-05 | 1.72e-05
[6 empty] | 1.92e-05 | 1.72e-05
[6 empty] | 1.659e-05 | 1.659e-05
[6 empty] | 1.58e-05 | 1.58e-05
[6 empty] | 1.668e-05 | 1.668e-05
[6 empty] | 1.72e-05 | 1.72e-05
[6 empty] | 1.905e-05 | 1.72e-05
[6 empty] | 2.026e-05 | 1.72e-05
[6 empty] | 1.85e-05 | 1.72e-05
[6 empty] | 1.774e-05 | 1.72e-05
[6 empty] | 1.669e-05 | 1.669e-05
[6 empty] | 1.542e-05 | 1.542e-05
[6 empty] | 1.36e-05 | 1.36e-05
[6 empty] | 8.99e-06 | 8.99e-06
[6 empty] | 7.46e-06 | 7.46e-06
[6 empty] | 7.83e-06 | 7.83e-06
[6 empty] | 8.99e-06 | 8.99e-06
[6 empty] | 9.44e-06 | 9.44e-06
[6 empty] | 1.047e-05 | 1.047e-05
[6 empty] | 1.254e-05 | 1.254e-05
[6 empty] | 1.618e-05 | 1.618e-05
[6 empty] | 1.9e-05 | 1.72e-05
[6 empty] | 2.142e-05 | 1.72e-05
[6 empty] | 2.245e-05 | 1.72e-05
[6 empty] | 2.221e-05 | 1.72e-05
[6 empty] | 2.14e-05 | 1.72e-05
[6 empty] | 2.004e-05 | 1.72e-05
[6 empty] | 1.899e-05 | 1.72e-05
[6 empty] | 1.966e-05 | 1.72e-05
[6 empty] | 2.082e-05 | 1.72e-05
[6 empty] | 2.151e-05 | 1.72e-05
[6 empty] | 2.138e-05 | 1.72e-05
[6 empty] | 1.972e-05 | 1.72e-05
[6 empty] | 1.863e-05 | 1.72e-05
[6 empty] | 1.733e-05 | 1.72e-05
[6 empty] | 1.512e-05 | 1.512e-05
[6 empty] | 1.139e-05 | 1.139e-05
[6 empty] | 6.83e-06 | 6.83e-06
[6 empty] | 6.61e-06 | 6.61e-06
[6 empty] | 7.97e-06 | 7.97e-06
[6 empty] | 9.29e-06 | 9.29e-06
[6 empty] | 1.063e-05 | 1.063e-05
[6 empty] | 1.276e-05 | 1.276e-05
[6 empty] | 1.673e-05 | 1.673e-05
[6 empty] | 1.94e-05 | 1.72e-05
[6 empty] | 2.126e-05 | 1.72e-05
[6 empty] | 2.257e-05 | 1.72e-05
[6 empty] | 2.27e-05 | 1.72e-05
[6 empty] | 2.098e-05 | 1.72e-05
[6 empty] | 2.001e-05 | 1.72e-05
[6 empty] | 1.899e-05 | 1.72e-05
[6 empty] | 1.864e-05 | 1.72e-05
[6 empty] | 1.954e-05 | 1.72e-05
[6 empty] | 2.09e-05 | 1.72e-05
[6 empty] | 2.223e-05 | 1.72e-05
[6 empty] | 2.221e-05 | 1.72e-05
[6 empty] | 2.067e-05 | 1.72e-05
[6 empty] | 2.002e-05 | 1.72e-05
[6 empty] | 1.847e-05 | 1.72e-05
[6 empty] | 1.663e-05 | 1.663e-05
[6 empty] | 1.205e-05 | 1.205e-05
[6 empty] | 7.12e-06 | 7.12e-06
[6 empty] | 6.61e-06 | 6.61e-06
[6 empty] | 7.97e-06 | 7.97e-06
[6 empty] | 9.29e-06 | 9.29e-06
[6 empty] | 1.063e-05 | 1.063e-05
[6 empty] | 1.276e-05 | 1.276e-05
[6 empty] | 1.673e-05 | 1.673e-05
[6 empty] | 1.94e-05 | 1.72e-05
[6 empty] | 2.126e-05 | 1.72e-05
[6 empty] | 2.257e-05 | 1.72e-05
[6 empty] | 2.27e-05 | 1.72e-05
[6 empty] | 2.098e-05 | 1.72e-05
[6 empty] | 2.001e-05 | 1.72e-05
[6 empty] | 1.899e-05 | 1.72e-05
[6 empty] | 1.864e-05 | 1.72e-05
[6 empty] | 1.954e-05 | 1.72e-05
[6 empty] | 2.09e-05 | 1.72e-05
[6 empty] | 2.223e-05 | 1.72e-05
[6 empty] | 2.221e-05 | 1.72e-05
[6 empty] | 2.067e-05 | 1.72e-05
[6 empty] | 2.002e-05 | 1.72e-05
[6 empty] | 1.847e-05 | 1.72e-05
[6 empty] | 1.663e-05 | 1.663e-05
[6 empty] | 1.205e-05 | 1.205e-05
[6 empty] | 7.12e-06 | 7.12e-06
[6 empty] | 6.61e-06 | 6.61e-06
[6 empty] | 7.97e-06 | 7.97e-06
[6 empty] | 9.29e-06 | 9.29e-06
[6 empty] | 1.063e-05 | 1.063e-05
[6 empty] | 1.276e-05 | 1.276e-05
[6 empty] | 1.673e-05 | 1.673e-05
[6 empty] | 1.94e-05 | 1.72e-05
[6 empty] | 2.126e-05 | 1.72e-05
[6 empty] | 2.257e-05 | 1.72e-05
[6 empty] | 2.27e-05 | 1.72e-05
[6 empty] | 2.098e-05 | 1.72e-05
[6 empty] | 2.001e-05 | 1.72e-05
[6 empty] | 1.899e-05 | 1.72e-05
[6 empty] | 1.864e-05 | 1.72e-05
[6 empty] | 1.954e-05 | 1.72e-05
[6 empty] | 2.09e-05 | 1.72e-05
[6 empty] | 2.223e-05 | 1.72e-05
[6 empty] | 2.221e-05 | 1.72e-05
[6 empty] | 2.067e-05 | 1.72e-05
[6 empty] | 2.002e-05 | 1.72e-05
[6 empty] | 1.847e-05 | 1.72e-05
[6 empty] | 1.663e-05 | 1.663e-05
[6 empty] | 1.205e-05 | 1.205e-05
[6 empty] | 7.12e-06 | 7.12e-06
[6 empty] | 6.61e-06 | 6.61e-06
[6 empty] | 7.97e-06 | 7.97e-06
[6 empty] | 9.29e-06 | 9.29e-06
[6 empty] | 1.063e-05 | 1.063e-05
[6 empty] | 1.276e-05 | 1.276e-05
[6 empty] | 1.673e-05 | 1.673e-05
[6 empty] | 1.94e-05 | 1.72e-05
[6 empty] | 2.126e-05 | 1.72e-05
[6 empty] | 2.257e-05 | 1.72e-05
[6 empty] | 2.27e-05 | 1.72e-05
[6 empty] | 2.098e-05 | 1.72e-05
[6 empty] | 2.001e-05 | 1.72e-05
[6 empty] | 1.899e-05 | 1.72e-05
[6 empty] | 1.864e-05 | 1.72e-05
[6 empty] | 1.954e-05 | 1.72e-05
[6 empty] | 2.09e-05 | 1.72e-05
[6 empty] | 2.223e-05 | 1.72e-05
[6 empty] | 2.221e-05 | 1.72e-05
[6 empty] | 2.067e-05 | 1.72e-05
[6 empty] | 2.002e-05 | 1.72e-05
[6 empty] | 1.847e-05 | 1.72e-05
[6 empty] | 1.663e-05 | 1.663e-05
[6 empty] | 1.205e-05 | 1.205e-05
[6 empty] | 7.12e-06 | 7.12e-06
[6 empty] | 6.61e-06 | 6.61e-06
[6 empty] | 7.97e-06 | 7.97e-06
[6 empty] | 9.29e-06 | 9.29e-06
[6 empty] | 1.063e-05 | 1.063e-05
[6 empty] | 1.276e-05 | 1.276e-05
[6 empty] | 1.673e-05 | 1.673e-05
[6 empty] | 1.94e-05 | 1.72e-05
[6 empty] | 2.126e-05 | 1.72e-05
[6 empty] | 2.257e-05 | 1.72e-05
[6 empty] | 2.27e-05 | 1.72e-05
[6 empty] | 2.098e-05 | 1.72e-05
[6 empty] | 2.001e-05 | 1.72e-05
[6 empty] | 1.899e-05 | 1.72e-05
[6 empty] | 1.864e-05 | 1.72e-05
[6 empty] | 1.954e-05 | 1.72e-05
[6 empty] | 2.09e-05 | 1.72e-05
[6 empty] | 2.223e-05 | 1.72e-05
[6 empty] | 2.221e-05 | 1.72e-05
[6 empty] | 2.067e-05 | 1.72e-05
[6 empty] | 2.002e-05 | 1.72e-05
[6 empty] | 1.847e-05 | 1.72e-05
[6 empty] | 1.663e-05 | 1.663e-05
[6 empty] | 1.205e-05 | 1.205e-05
[6 empty] | 7.12e-06 | 7.12e-06
[6 empty] | 6.76e-06 | 6.76e-06
[6 empty] | 7.13e-06 | 7.13e-06
[6 empty] | 8.4e-06 | 8.4e-06
[6 empty] | 9.58e-06 | 9.58e-06
[6 empty] | 1.135e-05 | 1.135e-05
[6 empty] | 1.405e-05 | 1.405e-05
[6 empty] | 1.665e-05 | 1.665e-05
[6 empty] | 1.89e-05 | 1.72e-05
[6 empty] | 2.167e-05 | 1.72e-05
[6 empty] | 2.226e-05 | 1.72e-05
[6 empty] | 2.08e-05 | 1.72e-05
[6 empty] | 1.92e-05 | 1.72e-05
[6 empty] | 1.659e-05 | 1.659e-05
[6 empty] | 1.58e-05 | 1.58e-05
[6 empty] | 1.668e-05 | 1.668e-05
[6 empty] | 1.72e-05 | 1.72e-05
[6 empty] | 1.905e-05 | 1.72e-05
[6 empty] | 2.026e-05 | 1.72e-05
[6 empty] | 1.85e-05 | 1.72e-05
[6 empty] | 1.774e-05 | 1.72e-05
[6 empty] | 1.669e-05 | 1.669e-05
[6 empty] | 1.542e-05 | 1.542e-05
[6 empty] | 1.36e-05 | 1.36e-05
[6 empty] | 8.99e-06 | 8.99e-06
[6 empty] | 7.46e-06 | 7.46e-06
[6 empty] | 7.83e-06 | 7.83e-06
[6 empty] | 8.99e-06 | 8.99e-06
[6 empty] | 9.44e-06 | 9.44e-06
[6 empty] | 1.047e-05 | 1.047e-05
[6 empty] | 1.254e-05 | 1.254e-05
[6 empty] | 1.618e-05 | 1.618e-05
[6 empty] | 1.9e-05 | 1.72e-05
[6 empty] | 2.142e-05 | 1.72e-05
[6 empty] | 2.245e-05 | 1.72e-05
[6 empty] | 2.221e-05 | 1.72e-05
[6 empty] | 2.14e-05 | 1.72e-05
[6 empty] | 2.004e-05 | 1.72e-05
[6 empty] | 1.899e-05 | 1.72e-05
[6 empty] | 1.966e-05 | 1.72e-05
[6 empty] | 2.082e-05 | 1.72e-05
[6 empty] | 2.151e-05 | 1.72e-05
[6 empty] | 2.138e-05 | 1.72e-05
[6 empty] | 1.972e-05 | 1.72e-05
[6 empty] | 1.863e-05 | 1.72e-05
[6 empty] | 1.733e-05 | 1.72e-05
[6 empty] | 1.512e-05 | 1.512e-05
[6 empty] | 1.139e-05 | 1.139e-05
[6 empty] | 6.83e-06 | 6.83e-06
[6 empty] | 6.61e-06 | 6.61e-06
[6 empty] | 7.97e-06 | 7.97e-06
[6 empty] | 9.29e-06 | 9.29e-06
[6 empty] | 1.063e-05 | 1.063e-05
[6 empty] | 1.276e-05 | 1.276e-05
[6 empty] | 1.673e-05 | 1.673e-05
[6 empty] | 1.94e-05 | 1.72e-05
[6 empty] | 2.126e-05 | 1.72e-05
[6 empty] | 2.257e-05 | 1.72e-05
[6 empty] | 2.27e-05 | 1.72e-05
[6 empty] | 2.098e-05 | 1.72e-05
[6 empty] | 2.001e-05 | 1.72e-05
[6 empty] | 1.899e-05 | 1.72e-05
[6 empty] | 1.864e-05 | 1.72e-05
[6 empty] | 1.954e-05 | 1.72e-05
[6 empty] | 2.09e-05 | 1.72e-05
[6 empty] | 2.223e-05 | 1.72e-05
[6 empty] | 2.221e-05 | 1.72e-05
[6 empty] | 2.067e-05 | 1.72e-05
[6 empty] | 2.002e-05 | 1.72e-05
[6 empty] | 1.847e-05 | 1.72e-05
[6 empty] | 1.663e-05 | 1.663e-05
[6 empty] | 1.205e-05 | 1.205e-05
[6 empty] | 7.12e-06 | 7.12e-06
[6 empty] | 6.61e-06 | 6.61e-06
[6 empty] | 7.97e-06 | 7.97e-06
[6 empty] | 9.29e-06 | 9.29e-06
[6 empty] | 1.063e-05 | 1.063e-05
[6 empty] | 1.276e-05 | 1.276e-05
[6 empty] | 1.673e-05 | 1.673e-05
[6 empty] | 1.94e-05 | 1.72e-05
[6 empty] | 2.126e-05 | 1.72e-05
[6 empty] | 2.257e-05 | 1.72e-05
[6 empty] | 2.27e-05 | 1.72e-05
[6 empty] | 2.098e-05 | 1.72e-05
[6 empty] | 2.001e-05 | 1.72e-05
[6 empty] | 1.899e-05 | 1.72e-05
[6 empty] | 1.864e-05 | 1.72e-05
[6 empty] | 1.954e-05 | 1.72e-05
[6 empty] | 2.09e-05 | 1.72e-05
[6 empty] | 2.223e-05 | 1.72e-05
[6 empty] | 2.221e-05 | 1.72e-05
[6 empty] | 2.067e-05 | 1.72e-05
[6 empty] | 2.002e-05 | 1.72e-05
[6 empty] | 1.847e-05 | 1.72e-05
[6 empty] | 1.663e-05 | 1.663e-05
[6 empty] | 1.205e-05 | 1.205e-05
[6 empty] | 7.12e-06 | 7.12e-06
[6 empty] | 6.61e-06 | 6.61e-06
[6 empty] | 7.97e-06 | 7.97e-06
[6 empty] | 9.29e-06 | 9.29e-06
[6 empty] | 1.063e-05 | 1.063e-05
[6 empty] | 1.276e-05 | 1.276e-05
[6 empty] | 1.673e-05 | 1.673e-05
[6 empty] | 1.94e-05 | 1.72e-05
[6 empty] | 2.126e-05 | 1.72e-05
[6 empty] | 2.257e-05 | 1.72e-05
[6 empty] | 2.27e-05 | 1.72e-05
[6 empty] | 2.098e-05 | 1.72e-05
[6 empty] | 2.001e-05 | 1.72e-05
[6 empty] | 1.899e-05 | 1.72e-05
[6 empty] | 1.864e-05 | 1.72e-05
[6 empty] | 1.954e-05 | 1.72e-05
[6 empty] | 2.09e-05 | 1.72e-05
[6 empty] | 2.223e-05 | 1.72e-05
[6 empty] | 2.221e-05 | 1.72e-05
[6 empty] | 2.067e-05 | 1.72e-05
[6 empty] | 2.002e-05 | 1.72e-05
[6 empty] | 1.847e-05 | 1.72e-05
[6 empty] | 1.663e-05 | 1.663e-05
[6 empty] | 1.205e-05 | 1.205e-05
[6 empty] | 7.12e-06 | 7.12e-06
[6 empty] | 6.61e-06 | 6.61e-06
[6 empty] | 7.97e-06 | 7.97e-06
[6 empty] | 9.29e-06 | 9.29e-06
[6 empty] | 1.063e-05 | 1.063e-05
[6 empty] | 1.276e-05 | 1.276e-05
[6 empty] | 1.673e-05 | 1.673e-05
[6 empty] | 1.94e-05 | 1.72e-05
[6 empty] | 2.126e-05 | 1.72e-05
[6 empty] | 2.257e-05 | 1.72e-05
[6 empty] | 2.27e-05 | 1.72e-05
[6 empty] | 2.098e-05 | 1.72e-05
[6 empty] | 2.001e-05 | 1.72e-05
[6 empty] | 1.899e-05 | 1.72e-05
[6 empty] | 1.864e-05 | 1.72e-05
[6 empty] | 1.954e-05 | 1.72e-05
[6 empty] | 2.09e-05 | 1.72e-05
[6 empty] | 2.223e-05 | 1.72e-05
[6 empty] | 2.221e-05 | 1.72e-05
[6 empty] | 2.067e-05 | 1.72e-05
[6 empty] | 2.002e-05 | 1.72e-05
[6 empty] | 1.847e-05 | 1.72e-05
[6 empty] | 1.663e-05 | 1.663e-05
[6 empty] | 1.205e-05 | 1.205e-05
[6 empty] | 7.12e-06 | 7.12e-06
[6 empty] | 6.61e-06 | 6.61e-06
[6 empty] | 7.97e-06 | 7.97e-06
[6 empty] | 9.29e-06 | 9.29e-06
[6 empty] | 1.063e-05 | 1.063e-05
[6 empty] | 1.276e-05 | 1.276e-05
[6 empty] | 1.673e-05 | 1.673e-05
[6 empty] | 1.94e-05 | 1.72e-05
[6 empty] | 2.126e-05 | 1.72e-05
[6 empty] | 2.257e-05 | 1.72e-05
[6 empty] | 2.27e-05 | 1.72e-05
[6 empty] | 2.098e-05 | 1.72e-05
[6 empty] | 2.001e-05 | 1.72e-05
[6 empty] | 1.899e-05 | 1.72e-05
[6 empty] | 1.864e-05 | 1.72e-05
[6 empty] | 1.954e-05 | 1.72e-05
[6 empty] | 2.09e-05 | 1.72e-05
[6 empty] | 2.223e-05 | 1.72e-05
[6 empty] | 2.221e-05 | 1.72e-05
[6 empty] | 2.067e-05 | 1.72e-05
[6 empty] | 2.002e-05 | 1.72e-05
[6 empty] | 1.847e-05 | 1.72e-05
[6 empty] | 1.663e-05 | 1.663e-05
[6 empty] | 1.205e-05 | 1.205e-05
[6 empty] | 7.12e-06 | 7.12e-06
[6 empty] | 6.76e-06 | 6.76e-06
[6 empty] | 7.13e-06 | 7.13e-06
[6 empty] | 8.4e-06 | 8.4e-06
[6 empty] | 9.58e-06 | 9.58e-06
[6 empty] | 1.135e-05 | 1.135e-05
[6 empty] | 1.405e-05 | 1.405e-05
[6 empty] | 1.665e-05 | 1.665e-05
[6 empty] | 1.89e-05 | 1.72e-05
[6 empty] | 2.167e-05 | 1.72e-05
[6 empty] | 2.226e-05 | 1.72e-05
[6 empty] | 2.08e-05 | 1.72e-05
[6 empty] | 1.92e-05 | 1.72e-05
[6 empty] | 1.659e-05 | 1.659e-05
[6 empty] | 1.58e-05 | 1.58e-05
[6 empty] | 1.668e-05 | 1.668e-05
[6 empty] | 1.72e-05 | 1.72e-05
[6 empty] | 1.905e-05 | 1.72e-05
[6 empty] | 2.026e-05 | 1.72e-05
[6 empty] | 1.85e-05 | 1.72e-05
[6 empty] | 1.774e-05 | 1.72e-05
[6 empty] | 1.669e-05 | 1.669e-05
[6 empty] | 1.542e-05 | 1.542e-05
[6 empty] | 1.36e-05 | 1.36e-05
[6 empty] | 8.99e-06 | 8.99e-06
[6 empty] | 7.46e-06 | 7.46e-06
[6 empty] | 7.83e-06 | 7.83e-06
[6 empty] | 8.99e-06 | 8.99e-06
[6 empty] | 9.44e-06 | 9.44e-06
[6 empty] | 1.047e-05 | 1.047e-05
[6 empty] | 1.254e-05 | 1.254e-05
[6 empty] | 1.618e-05 | 1.618e-05
[6 empty] | 1.9e-05 | 1.72e-05
[6 empty] | 2.142e-05 | 1.72e-05
[6 empty] | 2.245e-05 | 1.72e-05
[6 empty] | 2.221e-05 | 1.72e-05
[6 empty] | 2.14e-05 | 1.72e-05
[6 empty] | 2.004e-05 | 1.72e-05
[6 empty] | 1.899e-05 | 1.72e-05
[6 empty] | 1.966e-05 | 1.72e-05
[6 empty] | 2.082e-05 | 1.72e-05
[6 empty] | 2.151e-05 | 1.72e-05
[6 empty] | 2.138e-05 | 1.72e-05
[6 empty] | 1.972e-05 | 1.72e-05
[6 empty] | 1.863e-05 | 1.72e-05
[6 empty] | 1.733e-05 | 1.72e-05
[6 empty] | 1.512e-05 | 1.512e-05
[6 empty] | 1.139e-05 | 1.139e-05
[6 empty] | 6.83e-06 | 6.83e-06
[6 empty] | 6.61e-06 | 6.61e-06
[6 empty] | 7.97e-06 | 7.97e-06
[6 empty] | 9.29e-06 | 9.29e-06
[6 empty] | 1.063e-05 | 1.063e-05
[6 empty] | 1.276e-05 | 1.276e-05
[6 empty] | 1.673e-05 | 1.673e-05
[6 empty] | 1.94e-05 | 1.72e-05
[6 empty] | 2.126e-05 | 1.72e-05
[6 empty] | 2.257e-05 | 1.72e-05
[6 empty] | 2.27e-05 | 1.72e-05
[6 empty] | 2.098e-05 | 1.72e-05
[6 empty] | 2.001e-05 | 1.72e-05
[6 empty] | 1.899e-05 | 1.72e-05
[6 empty] | 1.864e-05 | 1.72e-05
[6 empty] | 1.954e-05 | 1.72e-05
[6 empty] | 2.09e-05 | 1.72e-05
[6 empty] | 2.223e-05 | 1.72e-05
[6 empty] | 2.221e-05 | 1.72e-05
[6 empty] | 2.067e-05 | 1.72e-05
[6 empty] | 2.002e-05 | 1.72e-05
[6 empty] | 1.847e-05 | 1.72e-05
[6 empty] | 1.663e-05 | 1.663e-05
[6 empty] | 1.205e-05 | 1.205e-05
[6 empty] | 7.12e-06 | 7.12e-06
[6 empty] | 6.61e-06 | 6.61e-06
[6 empty] | 7.97e-06 | 7.97e-06
[6 empty] | 9.29e-06 | 9.29e-06
[6 empty] | 1.063e-05 | 1.063e-05
[6 empty] | 1.276e-05 | 1.276e-05
[6 empty] | 1.673e-05 | 1.673e-05
[6 empty] | 1.94e-05 | 1.72e-05
[6 empty] | 2.126e-05 | 1.72e-05
[6 empty] | 2.257e-05 | 1.72e-05
[6 empty] | 2.27e-05 | 1.72e-05
[6 empty] | 2.098e-05 | 1.72e-05
[6 empty] | 2.001e-05 | 1.72e-05
[6 empty] | 1.899e-05 | 1.72e-05
[6 empty] | 1.864e-05 | 1.72e-05
[6 empty] | 1.954e-05 | 1.72e-05
[6 empty] | 2.09e-05 | 1.72e-05
[6 empty] | 2.223e-05 | 1.72e-05
[6 empty] | 2.221e-05 | 1.72e-05
[6 empty] | 2.067e-05 | 1.72e-05
[6 empty] | 2.002e-05 | 1.72e-05
[6 empty] | 1.847e-05 | 1.72e-05
[6 empty] | 1.663e-05 | 1.663e-05
[6 empty] | 1.205e-05 | 1.205e-05
[6 empty] | 7.12e-06 | 7.12e-06
[6 empty] | 6.61e-06 | 6.61e-06
[6 empty] | 7.97e-06 | 7.97e-06
[6 empty] | 9.29e-06 | 9.29e-06
[6 empty] | 1.063e-05 | 1.063e-05
[6 empty] | 1.276e-05 | 1.276e-05
[6 empty] | 1.673e-05 | 1.673e-05
[6 empty] | 1.94e-05 | 1.72e-05
[6 empty] | 2.126e-05 | 1.72e-05
[6 empty] | 2.257e-05 | 1.72e-05
[6 empty] | 2.27e-05 | 1.72e-05
[6 empty] | 2.098e-05 | 1.72e-05
[6 empty] | 2.001e-05 | 1.72e-05
[6 empty] | 1.899e-05 | 1.72e-05
[6 empty] | 1.864e-05 | 1.72e-05
[6 empty] | 1.954e-05 | 1.72e-05
[6 empty] | 2.09e-05 | 1.72e-05
[6 empty] | 2.223e-05 | 1.72e-05
[6 empty] | 2.221e-05 | 1.72e-05
[6 empty] | 2.067e-05 | 1.72e-05
[6 empty] | 2.002e-05 | 1.72e-05
[6 empty] | 1.847e-05 | 1.72e-05
[6 empty] | 1.663e-05 | 1.663e-05
[6 empty] | 1.205e-05 | 1.205e-05
[6 empty] | 7.12e-06 | 7.12e-06
[6 empty] | 6.61e-06 | 6.61e-06
[6 empty] | 7.97e-06 | 7.97e-06
[6 empty] | 9.29e-06 | 9.29e-06
[6 empty] | 1.063e-05 | 1.063e-05
[6 empty] | 1.276e-05 | 1.276e-05
[6 empty] | 1.673e-05 | 1.673e-05
[6 empty] | 1.94e-05 | 1.72e-05
[6 empty] | 2.126e-05 | 1.72e-05
[6 empty] | 2.257e-05 | 1.72e-05
[6 empty] | 2.27e-05 | 1.72e-05
[6 empty] | 2.098e-05 | 1.72e-05
[6 empty] | 2.001e-05 | 1.72e-05
[6 empty] | 1.899e-05 | 1.72e-05
[6 empty] | 1.864e-05 | 1.72e-05
[6 empty] | 1.954e-05 | 1.72e-05
[6 empty] | 2.09e-05 | 1.72e-05
[6 empty] | 2.223e-05 | 1.72e-05
[6 empty] | 2.221e-05 | 1.72e-05
[6 empty] | 2.067e-05 | 1.72e-05
[6 empty] | 2.002e-05 | 1.72e-05
[6 empty] | 1.847e-05 | 1.72e-05
[6 empty] | 1.663e-05 | 1.663e-05
[6 empty] | 1.205e-05 | 1.205e-05
[6 empty] | 7.12e-06 | 7.12e-06
[6 empty] | 6.61e-06 | 6.61e-06
[6 empty] | 7.97e-06 | 7.97e-06
[6 empty] | 9.29e-06 | 9.29e-06
[6 empty] | 1.063e-05 | 1.063e-05
[6 empty] | 1.276e-05 | 1.276e-05
[6 empty] | 1.673e-05 | 1.673e-05
[6 empty] | 1.94e-05 | 1.72e-05
[6 empty] | 2.126e-05 | 1.72e-05
[6 empty] | 2.257e-05 | 1.72e-05
[6 empty] | 2.27e-05 | 1.72e-05
[6 empty] | 2.098e-05 | 1.72e-05
[6 empty] | 2.001e-05 | 1.72e-05
[6 empty] | 1.899e-05 | 1.72e-05
[6 empty] | 1.864e-05 | 1.72e-05
[6 empty] | 1.954e-05 | 1.72e-05
[6 empty] | 2.09e-05 | 1.72e-05
[6 empty] | 2.223e-05 | 1.72e-05
[6 empty] | 2.221e-05 | 1.72e-05
[6 empty] | 2.067e-05 | 1.72e-05
[6 empty] | 2.002e-05 | 1.72e-05
[6 empty] | 1.847e-05 | 1.72e-05
[6 empty] | 1.663e-05 | 1.663e-05
[6 empty] | 1.205e-05 | 1.205e-05
[6 empty] | 7.12e-06 | 7.12e-06
[6 empty] | 6.76e-06 | 6.76e-06
[6 empty] | 7.13e-06 | 7.13e-06
[6 empty] | 8.4e-06 | 8.4e-06
[6 empty] | 9.58e-06 | 9.58e-06
[6 empty] | 1.135e-05 | 1.135e-05
[6 empty] | 1.405e-05 | 1.405e-05
[6 empty] | 1.665e-05 | 1.665e-05
[6 empty] | 1.89e-05 | 1.72e-05
[6 empty] | 2.167e-05 | 1.72e-05
[6 empty] | 2.226e-05 | 1.72e-05
[6 empty] | 2.08e-05 | 1.72e-05
[6 empty] | 1.92e-05 | 1.72e-05
[6 empty] | 1.659e-05 | 1.659e-05
[6 empty] | 1.58e-05 | 1.58e-05
[6 empty] | 1.668e-05 | 1.668e-05
[6 empty] | 1.72e-05 | 1.72e-05
[6 empty] | 1.905e-05 | 1.72e-05
[6 empty] | 2.026e-05 | 1.72e-05
[6 empty] | 1.85e-05 | 1.72e-05
[6 empty] | 1.774e-05 | 1.72e-05
[6 empty] | 1.669e-05 | 1.669e-05
[6 empty] | 1.542e-05 | 1.542e-05
[6 empty] | 1.36e-05 | 1.36e-05
[6 empty] | 8.99e-06 | 8.99e-06
[6 empty] | 7.46e-06 | 7.46e-06
[6 empty] | 7.83e-06 | 7.83e-06
[6 empty] | 8.99e-06 | 8.99e-06
[6 empty] | 9.44e-06 | 9.44e-06
[6 empty] | 1.047e-05 | 1.047e-05
[6 empty] | 1.254e-05 | 1.254e-05
[6 empty] | 1.618e-05 | 1.618e-05
[6 empty] | 1.9e-05 | 1.72e-05
[6 empty] | 2.142e-05 | 1.72e-05
[6 empty] | 2.245e-05 | 1.72e-05
[6 empty] | 2.221e-05 | 1.72e-05
[6 empty] | 2.14e-05 | 1.72e-05
[6 empty] | 2.004e-05 | 1.72e-05
[6 empty] | 1.899e-05 | 1.72e-05
[6 empty] | 1.966e-05 | 1.72e-05
[6 empty] | 2.082e-05 | 1.72e-05
[6 empty] | 2.151e-05 | 1.72e-05
[6 empty] | 2.138e-05 | 1.72e-05
[6 empty] | 1.972e-05 | 1.72e-05
[6 empty] | 1.863e-05 | 1.72e-05
[6 empty] | 1.733e-05 | 1.72e-05
[6 empty] | 1.512e-05 | 1.512e-05
[6 empty] | 1.139e-05 | 1.139e-05
[6 empty] | 6.83e-06 | 6.83e-06
[6 empty] | 6.61e-06 | 6.61e-06
[6 empty] | 7.97e-06 | 7.97e-06
[6 empty] | 9.29e-06 | 9.29e-06
[6 empty] | 1.063e-05 | 1.063e-05
[6 empty] | 1.276e-05 | 1.276e-05
[6 empty] | 1.673e-05 | 1.673e-05
[6 empty] | 1.94e-05 | 1.72e-05
[6 empty] | 2.126e-05 | 1.72e-05
[6 empty] | 2.257e-05 | 1.72e-05
[6 empty] | 2.27e-05 | 1.72e-05
[6 empty] | 2.098e-05 | 1.72e-05
[6 empty] | 2.001e-05 | 1.72e-05
[6 empty] | 1.899e-05 | 1.72e-05
[6 empty] | 1.864e-05 | 1.72e-05
[6 empty] | 1.954e-05 | 1.72e-05
[6 empty] | 2.09e-05 | 1.72e-05
[6 empty] | 2.223e-05 | 1.72e-05
[6 empty] | 2.221e-05 | 1.72e-05
[6 empty] | 2.067e-05 | 1.72e-05
[6 empty] | 2.002e-05 | 1.72e-05
[6 empty] | 1.847e-05 | 1.72e-05
[6 empty] | 1.663e-05 | 1.663e-05
[6 empty] | 1.205e-05 | 1.205e-05
[6 empty] | 7.12e-06 | 7.12e-06
[6 empty] | 6.61e-06 | 6.61e-06
[6 empty] | 7.97e-06 | 7.97e-06
[6 empty] | 9.29e-06 | 9.29e-06
[6 empty] | 1.063e-05 | 1.063e-05
[6 empty] | 1.276e-05 | 1.276e-05
[6 empty] | 1.673e-05 | 1.673e-05
[6 empty] | 1.94e-05 | 1.72e-05
[6 empty] | 2.126e-05 | 1.72e-05
[6 empty] | 2.257e-05 | 1.72e-05
[6 empty] | 2.27e-05 | 1.72e-05
[6 empty] | 2.098e-05 | 1.72e-05
[6 empty] | 2.001e-05 | 1.72e-05
[6 empty] | 1.899e-05 | 1.72e-05
[6 empty] | 1.864e-05 | 1.72e-05
[6 empty] | 1.954e-05 | 1.72e-05
[6 empty] | 2.09e-05 | 1.72e-05
[6 empty] | 2.223e-05 | 1.72e-05
[6 empty] | 2.221e-05 | 1.72e-05
[6 empty] | 2.067e-05 | 1.72e-05
[6 empty] | 2.002e-05 | 1.72e-05
[6 empty] | 1.847e-05 | 1.72e-05
[6 empty] | 1.663e-05 | 1.663e-05
[6 empty] | 1.205e-05 | 1.205e-05
[6 empty] | 7.12e-06 | 7.12e-06
[6 empty] | 6.61e-06 | 6.61e-06
[6 empty] | 7.97e-06 | 7.97e-06
[6 empty] | 9.29e-06 | 9.29e-06
[6 empty] | 1.063e-05 | 1.063e-05
[6 empty] | 1.276e-05 | 1.276e-05
[6 empty] | 1.673e-05 | 1.673e-05
[6 empty] | 1.94e-05 | 1.72e-05
[6 empty] | 2.126e-05 | 1.72e-05
[6 empty] | 2.257e-05 | 1.72e-05
[6 empty] | 2.27e-05 | 1.72e-05
[6 empty] | 2.098e-05 | 1.72e-05
[6 empty] | 2.001e-05 | 1.72e-05
[6 empty] | 1.899e-05 | 1.72e-05
[6 empty] | 1.864e-05 | 1.72e-05
[6 empty] | 1.954e-05 | 1.72e-05
[6 empty] | 2.09e-05 | 1.72e-05
[6 empty] | 2.223e-05 | 1.72e-05
[6 empty] | 2.221e-05 | 1.72e-05
[6 empty] | 2.067e-05 | 1.72e-05
[6 empty] | 2.002e-05 | 1.72e-05
[6 empty] | 1.847e-05 | 1.72e-05
[6 empty] | 1.663e-05 | 1.663e-05
[6 empty] | 1.205e-05 | 1.205e-05
[6 empty] | 7.12e-06 | 7.12e-06
[6 empty] | 6.61e-06 | 6.61e-06
[6 empty] | 7.97e-06 | 7.97e-06
[6 empty] | 9.29e-06 | 9.29e-06
[6 empty] | 1.063e-05 | 1.063e-05
[6 empty] | 1.276e-05 | 1.276e-05
[6 empty] | 1.673e-05 | 1.673e-05
[6 empty] | 1.94e-05 | 1.72e-05
[6 empty] | 2.126e-05 | 1.72e-05
[6 empty] | 2.257e-05 | 1.72e-05
[6 empty] | 2.27e-05 | 1.72e-05
[6 empty] | 2.098e-05 | 1.72e-05
[6 empty] | 2.001e-05 | 1.72e-05
[6 empty] | 1.899e-05 | 1.72e-05
[6 empty] | 1.864e-05 | 1.72e-05
[6 empty] | 1.954e-05 | 1.72e-05
[6 empty] | 2.09e-05 | 1.72e-05
[6 empty] | 2.223e-05 | 1.72e-05
[6 empty] | 2.221e-05 | 1.72e-05
[6 empty] | 2.067e-05 | 1.72e-05
[6 empty] | 2.002e-05 | 1.72e-05
[6 empty] | 1.847e-05 | 1.72e-05
[6 empty] | 1.663e-05 | 1.663e-05
[6 empty] | 1.205e-05 | 1.205e-05
[6 empty] | 7.12e-06 | 7.12e-06
[6 empty] | 7.46e-06 | 7.46e-06
[6 empty] | 7.83e-06 | 7.83e-06
[6 empty] | 8.99e-06 | 8.99e-06
[6 empty] | 9.44e-06 | 9.44e-06
[6 empty] | 1.047e-05 | 1.047e-05
[6 empty] | 1.254e-05 | 1.254e-05
[6 empty] | 1.618e-05 | 1.618e-05
[6 empty] | 1.9e-05 | 1.72e-05
[6 empty] | 2.142e-05 | 1.72e-05
[6 empty] | 2.245e-05 | 1.72e-05
[6 empty] | 2.221e-05 | 1.72e-05
[6 empty] | 2.14e-05 | 1.72e-05
[6 empty] | 2.004e-05 | 1.72e-05
[6 empty] | 1.899e-05 | 1.72e-05
[6 empty] | 1.966e-05 | 1.72e-05
[6 empty] | 2.082e-05 | 1.72e-05
[6 empty] | 2.151e-05 | 1.72e-05
[6 empty] | 2.138e-05 | 1.72e-05
[6 empty] | 1.972e-05 | 1.72e-05
[6 empty] | 1.863e-05 | 1.72e-05
[6 empty] | 1.733e-05 | 1.72e-05
[6 empty] | 1.512e-05 | 1.512e-05
[6 empty] | 1.139e-05 | 1.139e-05
[6 empty] | 6.83e-06 | 6.83e-06
[6 empty] | 7.46e-06 | 7.46e-06
[6 empty] | 7.83e-06 | 7.83e-06
[6 empty] | 8.99e-06 | 8.99e-06
[6 empty] | 9.44e-06 | 9.44e-06
[6 empty] | 1.047e-05 | 1.047e-05
[6 empty] | 1.254e-05 | 1.254e-05
[6 empty] | 1.618e-05 | 1.618e-05
[6 empty] | 1.9e-05 | 1.72e-05
[6 empty] | 2.142e-05 | 1.72e-05
[6 empty] | 2.245e-05 | 1.72e-05
[6 empty] | 2.221e-05 | 1.72e-05
[6 empty] | 2.14e-05 | 1.72e-05
[6 empty] | 2.004e-05 | 1.72e-05
[6 empty] | 1.899e-05 | 1.72e-05
[6 empty] | 1.966e-05 | 1.72e-05
[6 empty] | 2.082e-05 | 1.72e-05
[6 empty] | 2.151e-05 | 1.72e-05
[6 empty] | 2.138e-05 | 1.72e-05
[6 empty] | 1.972e-05 | 1.72e-05
[6 empty] | 1.863e-05 | 1.72e-05
[6 empty] | 1.733e-05 | 1.72e-05
[6 empty] | 1.512e-05 | 1.512e-05
[6 empty] | 1.139e-05 | 1.139e-05
[6 empty] | 6.83e-06 | 6.83e-06
[6 empty] | 7.46e-06 | 7.46e-06
[6 empty] | 7.83e-06 | 7.83e-06
[6 empty] | 8.99e-06 | 8.99e-06
[6 empty] | 9.44e-06 | 9.44e-06
[6 empty] | 1.047e-05 | 1.047e-05
[6 empty] | 1.254e-05 | 1.254e-05
[6 empty] | 1.618e-05 | 1.618e-05
[6 empty] | 1.9e-05 | 1.72e-05
[6 empty] | 2.142e-05 | 1.72e-05
[6 empty] | 2.245e-05 | 1.72e-05
[6 empty] | 2.221e-05 | 1.72e-05
[6 empty] | 2.14e-05 | 1.72e-05
[6 empty] | 2.004e-05 | 1.72e-05
[6 empty] | 1.899e-05 | 1.72e-05
[6 empty] | 1.966e-05 | 1.72e-05
[6 empty] | 2.082e-05 | 1.72e-05
[6 empty] | 2.151e-05 | 1.72e-05
[6 empty] | 2.138e-05 | 1.72e-05
[6 empty] | 1.972e-05 | 1.72e-05
[6 empty] | 1.863e-05 | 1.72e-05
[6 empty] | 1.733e-05 | 1.72e-05
[6 empty] | 1.512e-05 | 1.512e-05
[6 empty] | 1.139e-05 | 1.139e-05
[6 empty] | 6.83e-06 | 6.83e-06
[6 empty] | 6.61e-06 | 6.61e-06
[6 empty] | 7.97e-06 | 7.97e-06
[6 empty] | 9.29e-06 | 9.29e-06
[6 empty] | 1.063e-05 | 1.063e-05
[6 empty] | 1.276e-05 | 1.276e-05
[6 empty] | 1.673e-05 | 1.673e-05
[6 empty] | 1.94e-05 | 1.72e-05
[6 empty] | 2.126e-05 | 1.72e-05
[6 empty] | 2.257e-05 | 1.72e-05
[6 empty] | 2.27e-05 | 1.72e-05
[6 empty] | 2.098e-05 | 1.72e-05
[6 empty] | 2.001e-05 | 1.72e-05
[6 empty] | 1.899e-05 | 1.72e-05
[6 empty] | 1.864e-05 | 1.72e-05
[6 empty] | 1.954e-05 | 1.72e-05
[6 empty] | 2.09e-05 | 1.72e-05
[6 empty] | 2.223e-05 | 1.72e-05
[6 empty] | 2.221e-05 | 1.72e-05
[6 empty] | 2.067e-05 | 1.72e-05
[6 empty] | 2.002e-05 | 1.72e-05
[6 empty] | 1.847e-05 | 1.72e-05
[6 empty] | 1.663e-05 | 1.663e-05
[6 empty] | 1.205e-05 | 1.205e-05
[6 empty] | 7.12e-06 | 7.12e-06
[6 empty] | 6.61e-06 | 6.61e-06
[6 empty] | 7.97e-06 | 7.97e-06
[6 empty] | 9.29e-06 | 9.29e-06
[6 empty] | 1.063e-05 | 1.063e-05
[6 empty] | 1.276e-05 | 1.276e-05
[6 empty] | 1.673e-05 | 1.673e-05
[6 empty] | 1.94e-05 | 1.72e-05
[6 empty] | 2.126e-05 | 1.72e-05
[6 empty] | 2.257e-05 | 1.72e-05
[6 empty] | 2.27e-05 | 1.72e-05
[6 empty] | 2.098e-05 | 1.72e-05
[6 empty] | 2.001e-05 | 1.72e-05
[6 empty] | 1.899e-05 | 1.72e-05
[6 empty] | 1.864e-05 | 1.72e-05
[6 empty] | 1.954e-05 | 1.72e-05
[6 empty] | 2.09e-05 | 1.72e-05
[6 empty] | 2.223e-05 | 1.72e-05
[6 empty] | 2.221e-05 | 1.72e-05
[6 empty] | 2.067e-05 | 1.72e-05
[6 empty] | 2.002e-05 | 1.72e-05
[6 empty] | 1.847e-05 | 1.72e-05
[6 empty] | 1.663e-05 | 1.663e-05
[6 empty] | 1.205e-05 | 1.205e-05
[6 empty] | 7.12e-06 | 7.12e-06
[6 empty] | 6.61e-06 | 6.61e-06
[6 empty] | 7.97e-06 | 7.97e-06
[6 empty] | 9.29e-06 | 9.29e-06
[6 empty] | 1.063e-05 | 1.063e-05
[6 empty] | 1.276e-05 | 1.276e-05
[6 empty] | 1.673e-05 | 1.673e-05
[6 empty] | 1.94e-05 | 1.72e-05
[6 empty] | 2.126e-05 | 1.72e-05
[6 empty] | 2.257e-05 | 1.72e-05
[6 empty] | 2.27e-05 | 1.72e-05
[6 empty] | 2.098e-05 | 1.72e-05
[6 empty] | 2.001e-05 | 1.72e-05
[6 empty] | 1.899e-05 | 1.72e-05
[6 empty] | 1.864e-05 | 1.72e-05
[6 empty] | 1.954e-05 | 1.72e-05
[6 empty] | 2.09e-05 | 1.72e-05
[6 empty] | 2.223e-05 | 1.72e-05
[6 empty] | 2.221e-05 | 1.72e-05
[6 empty] | 2.067e-05 | 1.72e-05
[6 empty] | 2.002e-05 | 1.72e-05
[6 empty] | 1.847e-05 | 1.72e-05
[6 empty] | 1.663e-05 | 1.663e-05
[6 empty] | 1.205e-05 | 1.205e-05
[6 empty] | 7.12e-06 | 7.12e-06
[6 empty] | 6.61e-06 | 6.61e-06
[6 empty] | 7.97e-06 | 7.97e-06
[6 empty] | 9.29e-06 | 9.29e-06
[6 empty] | 1.063e-05 | 1.063e-05
[6 empty] | 1.276e-05 | 1.276e-05
[6 empty] | 1.673e-05 | 1.673e-05
[6 empty] | 1.94e-05 | 1.72e-05
[6 empty] | 2.126e-05 | 1.72e-05
[6 empty] | 2.257e-05 | 1.72e-05
[6 empty] | 2.27e-05 | 1.72e-05
[6 empty] | 2.098e-05 | 1.72e-05
[6 empty] | 2.001e-05 | 1.72e-05
[6 empty] | 1.899e-05 | 1.72e-05
[6 empty] | 1.864e-05 | 1.72e-05
[6 empty] | 1.954e-05 | 1.72e-05
[6 empty] | 2.09e-05 | 1.72e-05
[6 empty] | 2.223e-05 | 1.72e-05
[6 empty] | 2.221e-05 | 1.72e-05
[6 empty] | 2.067e-05 | 1.72e-05
[6 empty] | 2.002e-05 | 1.72e-05
[6 empty] | 1.847e-05 | 1.72e-05
[6 empty] | 1.663e-05 | 1.663e-05
[6 empty] | 1.205e-05 | 1.205e-05
[6 empty] | 7.12e-06 | 7.12e-06
[6 empty] | 7.46e-06 | 7.46e-06
[6 empty] | 7.83e-06 | 7.83e-06
[6 empty] | 8.99e-06 | 8.99e-06
[6 empty] | 9.44e-06 | 9.44e-06
[6 empty] | 1.047e-05 | 1.047e-05
[6 empty] | 1.254e-05 | 1.254e-05