## Dashboard
category | value | unit | comment
Final demand: space heating | 176698.7659 | TJ | Based on Eurostat Disaggregated final energy consumption househods
Final demand: hot water | 65071.1275 | TJ | Based on Eurostat Disaggregated final energy consumption househods
Final demand: space cooling | 1299.5063 | TJ | Based on Eurostat Disaggregated final energy consumption househods
Final demand: lighting | 7237.4186 | TJ | Based on Eurostat Disaggregated final energy consumption househods, allocation based on RVO data
Final demand: cooking | 7619.8476 | TJ | Based on Eurostat Disaggregated final energy consumption househods
Final demand: electrical appliances | 46843.1892 | TJ | Based on Eurostat Disaggregated final energy consumption househods, allocation based on RVO data
Technology split heating: Condensing Combi Boiler | 75.41% |  | Based on allocation of flows from Eurostat Disaggregated final energy consumption househods to space heating technologies
Technology split heating: Electric Heat Pump (ground) | 1.875% |  | Based on allocation of flows from Eurostat Disaggregated final energy consumption househods to space heating technologies, combined with CBS heat pump data
Technology split heating: District Heating | 2.783% |  | Based on allocation of flows from Eurostat Disaggregated final energy consumption househods to space heating technologies
Technology split heating: electricity-driven Heat pump (air) | 8.683% |  | Based on allocation of flows from Eurostat Disaggregated final energy consumption househods to space heating technologies, combined with CBS heat pump data
Technology split heating: woodpellets (biomass) heaters | 6.788% |  | Based on allocation of flows from Eurostat Disaggregated final energy consumption househods to space heating technologies
Technology split heating: Electric Heaters (resistance) | 3.355% |  | Based on allocation of flows from Eurostat Disaggregated final energy consumption househods to space heating technologies
Technology split heating: Gas-fired Heaters | 0% |  | Based on allocation of flows from Eurostat Disaggregated final energy consumption househods to space heating technologies
Technology split heating: Oil-fired Heaters | 0% |  | Based on allocation of flows from Eurostat Disaggregated final energy consumption househods to space heating technologies
Technology split heating: Coal-fired Heaters | 0% |  | Based on allocation of flows from Eurostat Disaggregated final energy consumption househods to space heating technologies
Technology split heating: Hybrid heatpump | 1.107% |  | Based on allocation of flows from Eurostat Disaggregated final energy consumption househods to space heating technologies, combined with CBS heat pump data
Technology split hot water: Condensing Combi Boiler | 83.1% |  | Based on allocation of flows from Eurostat Disaggregated final energy consumption househods to space heating technologies
Technology split hot water: Electric Heat Pump (ground) | 1.283% |  | Based on allocation of flows from Eurostat Disaggregated final energy consumption househods to space heating technologies, combined with CBS heat pump data
Technology split hot water: District hot water | 7.053% |  | Based on allocation of flows from Eurostat Disaggregated final energy consumption househods to space heating technologies
Technology split hot water: electricity-driven Heat pump (air) | 5.776% |  | Based on allocation of flows from Eurostat Disaggregated final energy consumption househods to space heating technologies, combined with CBS heat pump data
Technology split hot water: woodpellets (biomass) heaters | 0% |  | Based on allocation of flows from Eurostat Disaggregated final energy consumption househods to space heating technologies
Technology split hot water: Electric Heaters (resistance) | 0.8649% |  | Based on allocation of flows from Eurostat Disaggregated final energy consumption househods to space heating technologies
Technology split hot water: Gas-fired Heaters | 0% |  | Based on allocation of flows from Eurostat Disaggregated final energy consumption househods to space heating technologies
Technology split hot water: Oil-fired Heaters | 1.263% |  | Based on allocation of flows from Eurostat Disaggregated final energy consumption househods to space heating technologies
Technology split hot water: Coal-fired Heaters | 0.001658% |  | Based on allocation of flows from Eurostat Disaggregated final energy consumption househods to space heating technologies
Technology split hot water: Hybrid heatpump | 0.6534% |  | Based on allocation of flows from Eurostat Disaggregated final energy consumption househods to space heating technologies, combined with CBS heat pump data
Technology split cooling: Ground heat pump | 1.098% |  | Based on CBS heat pump and ground energy data, and airconditioning statistics
Technology split cooling: Air heat pump | 49.27% |  | Based on CBS heat pump and ground energy data, and airconditioning statistics
Technology split cooling: Airconditioning | 49.63% |  | Based on CBS heat pump and ground energy data, and airconditioning statistics
Lighting technology: incandescent lamps | 13.75% |  | Based on European Commission data for light sources in 2020 in the EU27
Lighting technology: low energy light bulbs (efficiient fluorescent lighting) | 35% |  | Based on European Commission data for light sources in 2020 in the EU27
Lighting technology: LED lamps | 51.25% |  | Based on European Commission data for light sources in 2020 in the EU27
Cooking technology: gas stoves | 48.86% |  | Based on statistics on cooking technologies
Cooking technology: electric stoves (resistance) | 0% |  | Based on statistics on cooking technologies
Cooking technology: electric halogen stoves | 16.37% |  | Based on statistics on cooking technologies
Cooking technology: electric induction stoves | 34.78% |  | Based on statistics on cooking technologies
Cooking technology: biomass stoves | 0% |  | Based on statistics on cooking technologies
Appliances: Dishwashers | 10.79% |  | Compendium voor de Leefomgeving, 2021 data
Appliances: Fridges / Freezers | 23.94% |  | Compendium voor de Leefomgeving, 2021 data
Appliances: Washing Machines | 10.29% |  | Compendium voor de Leefomgeving, 2021 data
Appliances: Dryers | 9.763% |  | Compendium voor de Leefomgeving, 2021 data
Appliances: Television | 19.24% |  | Compendium voor de Leefomgeving, 2021 data
Appliances: Computers / Media | 10.87% |  | Compendium voor de Leefomgeving, 2021 data
Appliances: Vacuum Cleaners | 5.492% |  | Compendium voor de Leefomgeving, 2021 data
Appliances: others | 9.611% |  | Compendium voor de Leefomgeving, 2021 data
Total number of residences | 7931940 |  | PBL referentieverbruiken, aggregation of municipal data obtained with Jupyter notebook pipelines/Built environment stock Dutch municipalities.ipynb
Apartments built before 1945 | 540306 |  | PBL referentieverbruiken, aggregation of municipal data obtained with Jupyter notebook pipelines/Built environment stock Dutch municipalities.ipynb
Apartments built from 1945 to 1964 | 389149 |  | PBL referentieverbruiken, aggregation of municipal data obtained with Jupyter notebook pipelines/Built environment stock Dutch municipalities.ipynb
Apartments built from 1965 to 1984 | 764098 |  | PBL referentieverbruiken, aggregation of municipal data obtained with Jupyter notebook pipelines/Built environment stock Dutch municipalities.ipynb
Apartments built from 1985 to 2004 | 619418 |  | PBL referentieverbruiken, aggregation of municipal data obtained with Jupyter notebook pipelines/Built environment stock Dutch municipalities.ipynb
Apartments built from 2005 to present | 487283 |  | PBL referentieverbruiken, aggregation of municipal data obtained with Jupyter notebook pipelines/Built environment stock Dutch municipalities.ipynb
Detached houses built before 1945 | 285107 |  | PBL referentieverbruiken, aggregation of municipal data obtained with Jupyter notebook pipelines/Built environment stock Dutch municipalities.ipynb
Detached houses built from 1945 to 1964 | 143081 |  | PBL referentieverbruiken, aggregation of municipal data obtained with Jupyter notebook pipelines/Built environment stock Dutch municipalities.ipynb
Detached houses built from 1965 to 1984 | 230912 |  | PBL referentieverbruiken, aggregation of municipal data obtained with Jupyter notebook pipelines/Built environment stock Dutch municipalities.ipynb
Detached houses built from 1985 to 2004 | 252508 |  | PBL referentieverbruiken, aggregation of municipal data obtained with Jupyter notebook pipelines/Built environment stock Dutch municipalities.ipynb
Detached houses built from 2005 to present | 117683 |  | PBL referentieverbruiken, aggregation of municipal data obtained with Jupyter notebook pipelines/Built environment stock Dutch municipalities.ipynb
Semi-detached houses built before 1945 | 303172 |  | PBL referentieverbruiken, aggregation of municipal data obtained with Jupyter notebook pipelines/Built environment stock Dutch municipalities.ipynb
Semi-detached houses built from 1945 to 1964 | 298688 |  | PBL referentieverbruiken, aggregation of municipal data obtained with Jupyter notebook pipelines/Built environment stock Dutch municipalities.ipynb
Semi-detached houses built from 1965 to 1984 | 565545 |  | PBL referentieverbruiken, aggregation of municipal data obtained with Jupyter notebook pipelines/Built environment stock Dutch municipalities.ipynb
Semi-detached houses built from 1985 to 2004 | 379666 |  | PBL referentieverbruiken, aggregation of municipal data obtained with Jupyter notebook pipelines/Built environment stock Dutch municipalities.ipynb
Semi-detached houses built from 2005 to present | 178343 |  | PBL referentieverbruiken, aggregation of municipal data obtained with Jupyter notebook pipelines/Built environment stock Dutch municipalities.ipynb
Terraced houses built before 1945 | 342512 |  | PBL referentieverbruiken, aggregation of municipal data obtained with Jupyter notebook pipelines/Built environment stock Dutch municipalities.ipynb
Terraced houses built from 1945 to 1964 | 309270 |  | PBL referentieverbruiken, aggregation of municipal data obtained with Jupyter notebook pipelines/Built environment stock Dutch municipalities.ipynb
Terraced houses built from 1965 to 1984 | 874897 |  | PBL referentieverbruiken, aggregation of municipal data obtained with Jupyter notebook pipelines/Built environment stock Dutch municipalities.ipynb
Terraced houses built from 1985 to 2004 | 600539 |  | PBL referentieverbruiken, aggregation of municipal data obtained with Jupyter notebook pipelines/Built environment stock Dutch municipalities.ipynb
Terraced houses built from 2005 to present | 249763 |  | PBL referentieverbruiken, aggregation of municipal data obtained with Jupyter notebook pipelines/Built environment stock Dutch municipalities.ipynb
Share in useful heat demand: Apartments built before 1945 | 5.918% |  | PBL referentieverbruiken, aggregation of municipal data obtained with Jupyter notebook pipelines/Built environment stock Dutch municipalities.ipynb
Share in useful heat demand: Apartments built from 1945 to 1964 | 3.731% |  | PBL referentieverbruiken, aggregation of municipal data obtained with Jupyter notebook pipelines/Built environment stock Dutch municipalities.ipynb
Share in useful heat demand: Apartments built from 1965 to 1984 | 6.399% |  | PBL referentieverbruiken, aggregation of municipal data obtained with Jupyter notebook pipelines/Built environment stock Dutch municipalities.ipynb
Share in useful heat demand: Apartments built from 1985 to 2004 | 4.536% |  | PBL referentieverbruiken, aggregation of municipal data obtained with Jupyter notebook pipelines/Built environment stock Dutch municipalities.ipynb
Share in useful heat demand: Apartments built from 2005 to present | 2.897% |  | PBL referentieverbruiken, aggregation of municipal data obtained with Jupyter notebook pipelines/Built environment stock Dutch municipalities.ipynb
Share in useful heat demand: Detached houses built before 1945 | 6.717% |  | PBL referentieverbruiken, aggregation of municipal data obtained with Jupyter notebook pipelines/Built environment stock Dutch municipalities.ipynb
Share in useful heat demand: Detached houses built from 1945 to 1964 | 3.238% |  | PBL referentieverbruiken, aggregation of municipal data obtained with Jupyter notebook pipelines/Built environment stock Dutch municipalities.ipynb
Share in useful heat demand: Detached houses built from 1965 to 1984 | 5.229% |  | PBL referentieverbruiken, aggregation of municipal data obtained with Jupyter notebook pipelines/Built environment stock Dutch municipalities.ipynb
Share in useful heat demand: Detached houses built from 1985 to 2004 | 5.023% |  | PBL referentieverbruiken, aggregation of municipal data obtained with Jupyter notebook pipelines/Built environment stock Dutch municipalities.ipynb
Share in useful heat demand: Detached houses built from 2005 to present | 2.124% |  | PBL referentieverbruiken, aggregation of municipal data obtained with Jupyter notebook pipelines/Built environment stock Dutch municipalities.ipynb
Share in useful heat demand: Semi-detached houses built before 1945 | 5.755% |  | PBL referentieverbruiken, aggregation of municipal data obtained with Jupyter notebook pipelines/Built environment stock Dutch municipalities.ipynb
Share in useful heat demand: Semi-detached houses built from 1945 to 1964 | 4.688% |  | PBL referentieverbruiken, aggregation of municipal data obtained with Jupyter notebook pipelines/Built environment stock Dutch municipalities.ipynb
Share in useful heat demand: Semi-detached houses built from 1965 to 1984 | 8.581% |  | PBL referentieverbruiken, aggregation of municipal data obtained with Jupyter notebook pipelines/Built environment stock Dutch municipalities.ipynb
Share in useful heat demand: Semi-detached houses built from 1985 to 2004 | 5.096% |  | PBL referentieverbruiken, aggregation of municipal data obtained with Jupyter notebook pipelines/Built environment stock Dutch municipalities.ipynb
Share in useful heat demand: Semi-detached houses built from 2005 to present | 1.921% |  | PBL referentieverbruiken, aggregation of municipal data obtained with Jupyter notebook pipelines/Built environment stock Dutch municipalities.ipynb
Share in useful heat demand: Terraced houses built before 1945 | 5.126% |  | PBL referentieverbruiken, aggregation of municipal data obtained with Jupyter notebook pipelines/Built environment stock Dutch municipalities.ipynb
Share in useful heat demand: Terraced houses built from 1945 to 1964 | 3.847% |  | PBL referentieverbruiken, aggregation of municipal data obtained with Jupyter notebook pipelines/Built environment stock Dutch municipalities.ipynb
Share in useful heat demand: Terraced houses built from 1965 to 1984 | 10.7% |  | PBL referentieverbruiken, aggregation of municipal data obtained with Jupyter notebook pipelines/Built environment stock Dutch municipalities.ipynb
Share in useful heat demand: Terraced houses built from 1985 to 2004 | 6.355% |  | PBL referentieverbruiken, aggregation of municipal data obtained with Jupyter notebook pipelines/Built environment stock Dutch municipalities.ipynb
Share in useful heat demand: Terraced houses built from 2005 to present | 2.123% |  | PBL referentieverbruiken, aggregation of municipal data obtained with Jupyter notebook pipelines/Built environment stock Dutch municipalities.ipynb

## Housing stock
Type | Construction period | Total surface area [m2] | Total useful space heating demand [GJ] | Number of residences [-] | Share in total useful demand [%] | Typical useful demand [kWh/m2] | Typical useful demand [GJ/residence]
Apartments | < 1945 | 44384324 | 16197800.0647 | 540306 | 5.918% | 101.373 | 29.9789
Apartments | 1945 - 1964 | 27877208 | 10210840.6541 | 389149 | 3.731% | 101.744 | 26.2389
Apartments | 1965 - 1984 | 56533027 | 17513944.9673 | 764098 | 6.399% | 86.056 | 22.9211
Apartments | 1985 - 2004 | 49760753 | 12414336.3653 | 619418 | 4.536% | 69.3 | 20.0419
Apartments | >= 2005 | 40635710 | 7929159.3859 | 487283 | 2.897% | 54.202 | 16.2722
Detached houses | < 1945 | 59303224 | 18386003.3107 | 285107 | 6.717% | 86.12 | 64.4881
Detached houses | 1945 - 1964 | 25666204 | 8862971.1876 | 143081 | 3.238% | 95.921 | 61.9437
Detached houses | 1965 - 1984 | 44424532 | 14311399.4265 | 230912 | 5.229% | 89.486 | 61.9777
Detached houses | 1985 - 2004 | 49404456 | 13747446.6267 | 252508 | 5.023% | 77.295 | 54.4436
Detached houses | >= 2005 | 26138750 | 5814948.6059 | 117683 | 2.124% | 61.796 | 49.412
Semi-detached houses | < 1945 | 42295031 | 15752701.5775 | 303172 | 5.755% | 103.458 | 51.9596
Semi-detached houses | 1945 - 1964 | 34059905 | 12830813.2257 | 298688 | 4.688% | 104.643 | 42.9572
Semi-detached houses | 1965 - 1984 | 71076426 | 23485748.1098 | 565545 | 8.581% | 91.786 | 41.5276
Semi-detached houses | 1985 - 2004 | 51070078 | 13949353.2991 | 379666 | 5.096% | 75.873 | 36.7411
Semi-detached houses | >= 2005 | 26281732 | 5257993.059 | 178343 | 1.921% | 55.573 | 29.4825
Terraced houses | < 1945 | 42161575 | 14029101.4612 | 342512 | 5.126% | 92.429 | 40.9594
Terraced houses | 1945 - 1964 | 31369734 | 10529469.3195 | 309270 | 3.847% | 93.238 | 34.0462
Terraced houses | 1965 - 1984 | 102394457 | 29279513.0787 | 874897 | 10.7% | 79.43 | 33.4662
Terraced houses | 1985 - 2004 | 72141608 | 17393709.7478 | 600539 | 6.355% | 66.974 | 28.9635
Terraced houses | >= 2005 | 32507450 | 5810893.3655 | 249763 | 2.123% | 49.654 | 23.2656
Source: PBL Referentieverbruiken (2023). Excel files for each municipality available through: https://dataportaal.pbl.nl/VIVET/Referentieverbruik_warmte/Gemeentebestanden_XLS
The PBL Referentieverbruiken contains estimates of heat demand for 7.9 mln households across all Dutch municipalities.
The data displayed here is obtained by
1. Mapping the household characteristics to the ETM housing type and construction period categories
2. Summing the Functionele vraag/Ruimteverwarming and Woningkenmerken/oppervlakte columns across all municipalities to arrive at a national total;
3. Calculating the number of households (column E), useful heat demand share (column F) and typical useful heat demand (column G) for each housing type - construction period category.
The charts below are a sanity check to validate the expected pattern in the data, e.g. do old detached houses have a higher heat demand per households than new apartments.

## Application split
Final demand per application
Based on Eurostat disaggregated final demand table
Lighting and electrical appliances are aggregated, RVO table is used to disaggregate this
Share lighting in total final energy demand | 2.366%
Eurostat table data | Total | Unit
Final consumption - other sectors - households - energy use | 322764.284 | TJ
Final consumption - other sectors - households - energy use - space heating | 186417.449 | TJ | 73.09%
Final consumption - other sectors - households - energy use - space cooling | 1370.981 | TJ
Final consumption - other sectors - households - energy use - water heating | 68650.132 | TJ | 26.91%
Final consumption - other sectors - households - energy use - cooking | 8038.95 | TJ
Final consumption - other sectors - households - energy use - lighting and electrical appliances | 57055.118 | TJ
Final consumption - other sectors - households - energy use - other end use | 1231.654 | TJ
| 322764.284 | TJ
Total final energy demand residences | 305937.298 | TJ | Copied from energy balance analysis in analysis manager
Allocate to ETM categories
Final energy demand for | Value | Share in total final energy demand Eurostat | Value based on energy balances analysis value
[TJ]
Space Heating | 186417.449 | 57.76% | 176698.7659
Hot Water | 68650.132 | 21.27% | 65071.1275
Space Cooling | 1370.981 | 0.4248% | 1299.5063
Lighting | 7635.4869 | 2.366% | 7237.4186
Cooking | 8038.95 | 2.491% | 7619.8476
Electrical Appliances | 49419.6311 | 15.31% | 46843.1892

## Space heating
Relevant data
Allocation of energy to space heating technology based on Eurostat | [5 empty] | Comment
Eurostat products: | Natural gas | Electricity | Primary solid biofuels | Heat | Total
Final consumption - other sectors - households - energy use - space heating | 135889.036 | 12441.841 | 15909.628 | 5348.925 | 169589.43 | Taken from Data - Application split
Mapping to ETM space heating technologies: | Condensing combi-boiler (gas), Hybrid heat pump, Gas-fired heater | Air heat pump, Ground heat pump, Hybrid heat pump, Electric boiler | Biomass heater | District heating
Final energy demand of heat pumps
| Total | Electricity | Network gas | Unit |  | The gas-fired heater is assumed to be 0 in the Netherlands, the final consumption of electricity and gas needs to be allocated between these three technologies
Ground heat pump | 750.5882 | 750.5882 | 0 | TJ |  | Calculated in Heat pumps
Air heat pump | 4768.2491 | 4768.2491 | 0 | TJ |  | Calculated in Heat pumps
Hybrid heat pump | 911.9569 | 474.3352 | 437.6217 | TJ |  | Calculated in Heat pumps
Input shares
| Electricity input share | Network gas input share |  |  |  | The technology efficiences are required to determine the produced heat based on the final consumption
Ground heat pump | 0.20833 | -
Air heat pump | 0.28571 | -
Hybrid heat pump | 0.22611 | 0.20861
Efficiencies
Technology | Electricity efficiency (or COP) | Network gas efficiency | Biomass efficiency | District heating efficiency | Unit
Ground heat pump | 4.8 |  |  |  | -
Air heat pump | 3.5 |  |  |  | -
Hybrid heat pump | 3.5 | 1.07 |  |  | -
Condensing combi boiler (gas) |  | 1.07 |  |  | - | Efficiency from node households_space_heater_combined_network_gas
District heating |  |  |  | 1 | - | Efficiency from node households_space_heater_district_heating_ht_steam_hot_water
Biomass boiler |  |  | 0.82 |  | - | Efficiency from node households_space_heater_wood_pellets
Electric boiler | 1 |  |  |  | - | Efficiency from node households_space_heater_electricity
Useful heat production HHP
| Total | Useful heat electricity part | Useful heat network gas part | Unit
Hybrid heat pump | 2128.4317 | 1660.1765 | 468.2552 | TJ |  | Since it is a combined technology, useful heat production is calculated in two components
Allocation to technology splits
| Final demand | COP or efficiency | Useful demand produced | Percentage of heat delivered | Rounding
Unit: | TJ | - | TJ | % | %
Condensing combi boiler (gas) | 135451.4143 | 1.07 | 144933.0133 | 75.41% | 75.41% | Substract the final demand of natural gas for hybrid heat pumps.
Ground heat pump | 750.5882 | 4.8 | 3602.8234 | 1.875% | 1.875%
District heating | 5348.925 | 1 | 5348.925 | 2.783% | 2.783%
Air heat pump | 4768.2491 | 3.5 | 16688.8886 | 8.683% | 8.683%
Biomass boiler | 15909.628 | 0.82 | 13045.895 | 6.788% | 6.788%
Electric boiler | 6448.6684 | 1 | 6448.6684 | 3.355% | 3.355% | Allocate remaining electricity demand after deducing heat pumps to electric heater, efficiency from node households_space_heater_electricity.
Gas-fired heater | 0 |  | 0 | 0% | 0% | Assumption that there are no gas-fired heaters in the Netherlands
Oil-fired heaters | 0 |  | 0 | 0% | 0% | Oil and coal is excluded from space heating in the Netherlands
Coal-fired heaters | 0 |  | 0 | 0% | 0% | Oil and coal is excluded from space heating in the Netherlands
Hybrid air heat pump (gas) | 911.9569 |  | 2128.4317 | 1.107% | 1.107% | Since it is a combined technology, useful heat production is calculated in a separate step above, the COP or efficiency is not calculated for the technology as a whole
Total | 169589.43 |  | 192196.6454 | 100% | 100%

## Hot water
Allocation of energy balance flows to space heating technology
Allocate to technology |  |  | condensing combi boiler | [6 empty] | heat pump, ground heat pump, hybrid heat pump | biomass heater |  | air heat pump, ground heat pump, hybrid heat pump, electric heater | district heating
SIEC (Labels) | Total | Solid fossil fuels, peat, peat products, oil shale and oil sands | Natural gas | Oil and petroleum products | Liquefied petroleum gases | Other kerosene | Gas oil and diesel oil | Renewables and biofuels | Solar thermal | Ambient heat (heat pumps) | Primary solid biofuels | Biogases | Electricity | Heat
Final consumption - other sectors - households - energy use - water heating | 68650.132 | 0 | 60135 | 0 | 0 | 0 | 0 | 941 | 941 | 0 | 0 | 0 | 3016.8 | 4557.332
Totals check |  | 0 | 60135 | 0 |  |  |  | 941
no flow to heat pumps
Final energy demand of heat pumps
| Total | Electricity | Network gas | Unit
Ground heat pump | 276.4118 | 276.4118 | 0 | TJ
Air heat pump | 1622.6647 | 1622.6647 | 0 | TJ
Hybrid heat pump | 469.1293 | 0 | 469.1293 | TJ
Efficiencies of heat pumps
| Output useable heat | Electricity | Ambient heat | Network gas
Ground heat pump | 1 | 0.33333 | 0.66667 | 0
Air heat pump | 1 | 0.43478 | 0.56522 | 0
Hybrid heat pump | 0.9 | 0 | 0 | 1 |  | households_water_heater_hybrid_heatpump_air_water_electricity
Final demand heat pumps for hot water
| Electricity | Network gas | Total | Unit
Ground heat pump | 276.4118 | 0 | 276.4118 | TJ
Air heat pump | 1622.6647 | 0 | 1622.6647 | TJ
Hybrid heat pump | 0 | 469.1293 | 469.1293 | TJ
Unallocated coal and oil final demand
From the analysis manager there is final demand of coal and oil. Assumption is to allocate this to hot water
Final demand coal | 2.491 | TJ | Copied from energy balance calculations
Final demand oil | 960.197 | TJ | Copied from energy balance calculations
Allocation to technology splits
| Demand | Efficiency | Useful demand produced | Percentage of heat delivered | Rounding
| TJ | % | TJ | %
Condensing Combi Boiler | 59665.8707 | 0.9 | 53699.2837 | 83.1% | 83.1%
Electric Heat Pump (ground) | 276.4118 | 3 | 829.2354 | 1.283% | 1.283%
District heating | 4557.332 | 1 | 4557.332 | 7.053% | 7.053%
electricity-driven heat pump (air) | 1622.6647 | 2.3 | 3732.1254 | 5.776% | 5.776%
woodpellets (biomass) stoves | 0 | na | 0 | 0% | 0%
Electric heaters (resistance) | 1117.7235 | 0.5 | 558.8618 | 0.8649% | 0.8649%
Gas-fired heaters | 0 | na | 0 | 0% | 0%
Oil-fired heaters | 960.197 | 0.85 | 816.1675 | 1.263% | 1.263%
Coal-fired heaters | 2.491 | 0.43 | 1.0711 | 0.001658% | 0.001658%
Hybrid heatpump | 469.1293 | 0.9 | 422.2163 | 0.6534% | 0.6534%
|  |  | 64616.2931 | 100%
68671.82
Total diverges from original total

## Heat pumps
Relevant data
Comments
Heat pump allocation based on CBS data
| Warmtepompen¦Opgestelde warmtepompen einde van jaar | Energiestromen¦Verbruik van elektriciteit en aardgas | Unit |  | This data describes the final energy demand (gebruik van electriciteit en aardgas) for heating.
Warmtepompen bodem of water; totaal | 139366 | 1027 | TJ |  | Heating includes space heating and hot water heating.
Warmtepompen buitenlucht-lucht | 1219611 | 1984 | TJ |  | The air-water heatpumps also include hybrid air-water heat pumps.
Warmtepompen buitenlucht-water; totaal | 447188 | 5788 | TJ |  | The air-air heat pumps are airconditioning. To only account for the final energy demand for heating and not cooling, the CSB adjusted its full load hours.
This suggests that the number of airconditioning used for heating is overestimated.
Share of HHP
Year | Total number of heat pumps | Of which hybrid | Share |  | Data only show HHP from 2022
2022 | 403035 | 23330
2023** | 455201 | 60102
2024** | 393133 | 45519
Total | 1251369 | 128951 | 10.3% |  | Assume that the yearly average distribution between total heat pumps installed and HHP installed also applies to the total existing heat pump stock
Number of HHP
Number
Heat pumps total | 1806165
HHP | 186121.586
Final demand per application based on Eurostat
| Total | Unit |  |  | This data describes the final energy demand for space heating and hot water.
Final consumption - other sectors - households - energy use - space heating | 186417.449 | TJ |  |  | Note that this includes all technologies, not only heat pumps.
Final consumption - other sectors - households - energy use - water heating | 68650.132 | TJ
Input shares of carriers based on nodes in ETSource |  |  |  |  | This data is based on the ETM itself and contains the efficiencies of heat pumps.
Space heating | Ground heat pump | Air heat pump | Hybrid heat pump |  | The efficiencies are obtained from the following nodes:
Ambient heat | 0.79167 | 0.71429 | 0.56528 |  | households_space_heater_heatpump_ground_water_electricity
Electricity | 0.20833 | 0.28571 | 0.22611 |  | households_space_heater_heatpump_air_water_electricity
Network gas |  |  | 0.20861 |  | households_space_heater_hybrid_heatpump_air_water_electricity
Water heating | Ground heat pump | Air heat pump | Hybrid heat pump
Ambient heat | 0.66667 | 0.56522 | 0 |  | households_water_heater_heatpump_ground_water_electricity
Electricity | 0.33333 | 0.43478 | 0 |  | households_water_heater_heatpump_air_water_electricity
Network gas |  |  | 1 |  | households_water_heater_hybrid_heatpump_air_water_electricity
Calculation - final energy demand of heat pumps |  |  |  |  | The final energy demand is understood as the final demand of electricity and gas.
Final energy demand of air heat pumps |  |  |  |  | In the current ETM the air heat pumps contain air-water and air-air heat pumps.
| Total final energy demand | Unit |  |  | Therefore, we combine the their energy demand.
Air heat pumps (air-water and air-air) | 7772 | TJ |  |  | CBS data is used.
Separate the final energy demand into space heating and water heating |  |  |  |  | For the technology split, the final demand per application is needed.
Therefore, we split the final energy demand of heatpumps into space heating and water heating.
| Share of total household heating demand |  |  |  | We assume that the ratio between space and water heating of total final demand (for all technologies) is the similar for heat pumps.
Space heating | 73.09% |  |  |  | Eurostat data is used.
Water heating | 26.91%
| Final energy demand for space heating | Final energy demand for water heating | Unit
Ground heat pumps | 750.5882 | 276.4118 | TJ
Air heat pumps (incl. hybrid) | 5680.206 | 2091.794 | TJ
Separate the hybrid heat pumps from the air heat pumps
| Number |  |  |  | We assume that the hybrid heat pumps sold up to 2023 are also installed.
Hybrid heat pumps in 2023 | 186121.586 |  |  |  | CBS data is used.
Space heating | Number | Input share of electricity and gas | Share of final energy demand |  | To separate the final energy demand into air heat pumps and hybrid heat pumps,
Air heat pumps without hybrid | 1480677.414 | 0.28571 | 0.83945 |  | we calculate their share of the final energy demand of air heat pumps.
Hybrid heat pumps | 186121.586 | 0.43472 | 0.16055 |  | We assume that the air and hybrid heat pump produce the same amount of heat per unit.
CBS data and the efficiencies from ETsource are used.
Water heating | Number | Input share of electricity and gas | Share of final energy demand
Air heat pumps without hybrid | 1480677.414 | 0.43478 | 0.77573
Hybrid heat pumps | 186121.586 | 1 | 0.22427
Output - final energy demand of heat pumps
Space heating | Total | Electricity | Network gas | Unit
Ground heat pump | 750.5882 | 750.5882 |  | TJ
Air heat pump | 4768.2491 | 4768.2491 |  | TJ
Hybrid heat pump | 911.9569 | 474.3352 | 437.6217 | TJ | The energy demand for hybrid pumps is seperated in gas demand and electricity demand
Water heating | Total | Electricity | Network gas | Unit
Ground heat pump | 276.4118 | 276.4118 |  | TJ
Air heat pump | 1622.6647 | 1622.6647 |  | TJ
Hybrid heat pump | 469.1293 | 0 | 469.1293 | TJ

## Appliances
| dishwasher | washing machine | dryers | frides/freezers | television |  | computer / media |  |  |  |  | vacuum cleaners
| Vaatwasser | Wasmachine | Wasdroger | Koelkast en vriezer | Televisie-apparatuur | Verlichting | ICT-apparatuur | Verwarming | Warm water | Ventilatie en koeling | Kookapparatuur | Overige apparatuur |  | unit
2021 | 3.9626 | 3.7811 | 3.5867 | 8.796 | 7.0688 | 11.7037 | 3.9936 | 6.0721 | 3.6569 | 5.0168 | 8.7703 | 5.5484 | 71.957 | PJ
| 5.507% | 5.255% | 4.985% | 12.22% | 9.824% | 16.26% | 5.55% | 8.438% | 5.082% | 6.972% | 12.19% | 7.711% | 1
| dishwasher | washing machine | dryers | frides/freezers | television |  | computer / media |  |  |  |  | vacuum cleaners / other | Total
| 3.9626 | 3.7811 | 3.5867 | 8.796 | 7.0688 |  | 3.9936 |  |  |  |  | 5.5484 | 36.7371 | PJ
| 10.79% | 10.29% | 9.763% | 23.94% | 19.24% |  | 10.87% |  |  |  |  | 15.1%
| 2019 values |  | 2023 values
Percentage of final electricity demand in appliances used in
Percentage of electricity in appliances used in Dishwashers | 8.197% |  | 10.79%
Percentage of electricity in appliances used in Fridges / Freezers | 29.51% |  | 23.94%
Percentage of electricity in appliances used in Washing Machines | 8.197% |  | 10.29%
Percentage of electricity in appliances used in Dryers | 9.836% |  | 9.763%
Percentage of electricity in appliances used in appliances used by Television | 13.11% |  | 19.24%
Percentage of electricity in appliances used in appliances used by Computers / Media | 13.11% |  | 10.87%
Percentage of electricity in appliances used in appliances used by Vacuum Cleaners | 6.557% | 36.36% | 5.492%
Percentage of electricity in appliances used in appliances used by others | 11.48% | 63.64% | 9.611%
100%

## Cooling
Source: | CBS
Hyperlink: | https://opendata.cbs.nl/#/CBS/nl/dataset/82379NED/table?dl=520DA
Similar calculation based on nl2019, updated with numbers for 2023
Calculations
Onttrekking van koude in 2023
Koeling uit bodemwarmtepompen totaal | 2507 | TJ
Koeling van bodemwarmtepompen huishoudens | 1363.1812 | TJ
Vermogen bodemwarmtepompen huishoudens | 87 | MW | 2019 assumption, see screenshot below
Vermogen bodemwarmtepompen overige gebouwen | 73 | MW | 2019 assumption, see screenshot below
Number of heat pumps for heating (air) | 1480677.414 | units
Number of heat pumps for heating (ground) | 139366 | units
Number of airco units | 1325657 | units | Independer: https://www.independer.nl/energie/info/onderzoek/airco-2024
| Airco | Heat pump (air) | Heat pump (ground) | Unit
Number of units | 1325657 | 1480677.414 | 139366 | units
Cooling capacity per unit | 10 | 10 | 10 | kW/unit | ETM currently has 3 kW/unit airco, but assumption is that all cooling units should supply the same cooling demand
Full load hours | 560 | 560 | 560 | h/y | ETM
Useful cooling demand | 7423679.2 | 8291793.5186 | 780449.6 | MWh/y
Useful cooling demand | 26725.2451 | 29850.4567 | 2809.6186 | TJ
COP | 4 | 4.5 | 19 | - | ETM
Electricity demand | 6681.3113 | 6633.4348 | 147.8747 | TJ
Electricity demand scaled | 680.3988 | 675.5232 | 15.059 | TJ
| 49.63% | 49.27% | 1.098%
Percentage of useful cooling energy delivered by
heat pumps (ground) | 1.098%
heat pumps (air) | 49.27%
airconditioning | 49.63%
Assumptions
Heat sink for cooling is where the heat should go, either the ambient air or the ground reservoir.
Heat source for cooling is where the heat should be extracted from, the house.
Assumed that COPcooling is used in the ETM (even though the ETM has not COP for cooling yet, https://github.com/quintel/etmodel/issues/1440)
Assumed that Qcold is equal to "Onttrekking koude uit bodem" and useful cooling demand.

## Lighting
Lighting technology European Commission | Value
https://energy-efficient-products.ec.europa.eu/product-list/light-sources_en
LED | 41%
compact fluorescent | 28%
linear fluorescent | 19%
incandescent | 11%
high-intensity discharge | 1%
100%
Allocate to ETM categories
Households sector only has LED, incandescent and low energy (=compact fluorescent) in ETM
| Original value | Re-allocated value | Comment
incandescent lamps | 11% | 13.75%
low energy light bulbs (efficiient fluorescent lighting) | 28% | 35%
LED lamps | 41% | 51.25%
| 80% | 100%

## Cooking
SIEC (Labels) | Natural gas | Electricity
NRG_BAL (Labels)
Final consumption - other sectors - households - energy use - cooking | 5158.95 | 2880
Rought estimation of cooking technology in share of residences
Based on https://www.change.inc/agri-food/helft-nederlands-kookt-niet-meer-op-gas-38098
2023
gas stoves | 50%
electric stoves (resistance) | 0%
electric halogen stoves | 20%
electric induction stoves | 30%
biomass stoves | 0%
| Effective efficiency | Share of final demand electriciity | Final demand electricity | Final demand gas | Useful heat | Share in total
Gas stoves | 0.4 |  |  | 5158.95 | 2063.58 | 48.86%
Electric stoves (resistance) | 0.55 |  |  |  |  | 0%
Electric halogen stoves | 0.6 | 40% | 1152 |  | 691.2 | 16.37%
Electric induction stoves | 0.85 | 60% | 1728 |  | 1468.8 | 34.78%
Biomass stoves | 0.3 |  |  |  | 0 | 0%
4223.58

## Data - Housing stock
GEO_ID | present_number_of_apartments_before_1945 | present_number_of_apartments_1945_1964 | present_number_of_apartments_1965_1984 | present_number_of_apartments_1985_2004 | present_number_of_apartments_2005_present | present_number_of_detached_houses_before_1945 | present_number_of_detached_houses_1945_1964 | present_number_of_detached_houses_1965_1984 | present_number_of_detached_houses_1985_2004 | present_number_of_detached_houses_2005_present | present_number_of_semi_detached_houses_before_1945 | present_number_of_semi_detached_houses_1945_1964 | present_number_of_semi_detached_houses_1965_1984 | present_number_of_semi_detached_houses_1985_2004 | present_number_of_semi_detached_houses_2005_present | present_number_of_terraced_houses_before_1945 | present_number_of_terraced_houses_1945_1964 | present_number_of_terraced_houses_1965_1984 | present_number_of_terraced_houses_1985_2004 | present_number_of_terraced_houses_2005_present | typical_useful_demand_for_space_heating_apartments_before_1945 | typical_useful_demand_for_space_heating_apartments_1945_1964 | typical_useful_demand_for_space_heating_apartments_1965_1984 | typical_useful_demand_for_space_heating_apartments_1985_2004 | typical_useful_demand_for_space_heating_apartments_2005_present | typical_useful_demand_for_space_heating_apartments_future | typical_useful_demand_for_space_heating_detached_houses_before_1945 | typical_useful_demand_for_space_heating_detached_houses_1945_1964 | typical_useful_demand_for_space_heating_detached_houses_1965_1984 | typical_useful_demand_for_space_heating_detached_houses_1985_2004 | typical_useful_demand_for_space_heating_detached_houses_2005_present | typical_useful_demand_for_space_heating_detached_houses_future | typical_useful_demand_for_space_heating_semi_detached_houses_before_1945 | typical_useful_demand_for_space_heating_semi_detached_houses_1945_1964 | typical_useful_demand_for_space_heating_semi_detached_houses_1965_1984 | typical_useful_demand_for_space_heating_semi_detached_houses_1985_2004 | typical_useful_demand_for_space_heating_semi_detached_houses_2005_present | typical_useful_demand_for_space_heating_semi_detached_houses_future | typical_useful_demand_for_space_heating_terraced_houses_before_1945 | typical_useful_demand_for_space_heating_terraced_houses_1945_1964 | typical_useful_demand_for_space_heating_terraced_houses_1965_1984 | typical_useful_demand_for_space_heating_terraced_houses_1985_2004 | typical_useful_demand_for_space_heating_terraced_houses_2005_present | typical_useful_demand_for_space_heating_terraced_houses_future | present_share_of_apartments_before_1945_in_useful_demand_for_space_heating | present_share_of_apartments_1945_1964_in_useful_demand_for_space_heating | present_share_of_apartments_1965_1984_in_useful_demand_for_space_heating | present_share_of_apartments_1985_2004_in_useful_demand_for_space_heating | present_share_of_apartments_2005_present_in_useful_demand_for_space_heating | present_share_of_detached_houses_before_1945_in_useful_demand_for_space_heating | present_share_of_detached_houses_1945_1964_in_useful_demand_for_space_heating | present_share_of_detached_houses_1965_1984_in_useful_demand_for_space_heating | present_share_of_detached_houses_1985_2004_in_useful_demand_for_space_heating | present_share_of_detached_houses_2005_present_in_useful_demand_for_space_heating | present_share_of_semi_detached_houses_before_1945_in_useful_demand_for_space_heating | present_share_of_semi_detached_houses_1945_1964_in_useful_demand_for_space_heating | present_share_of_semi_detached_houses_1965_1984_in_useful_demand_for_space_heating | present_share_of_semi_detached_houses_1985_2004_in_useful_demand_for_space_heating | present_share_of_semi_detached_houses_2005_present_in_useful_demand_for_space_heating | present_share_of_terraced_houses_before_1945_in_useful_demand_for_space_heating | present_share_of_terraced_houses_1945_1964_in_useful_demand_for_space_heating | present_share_of_terraced_houses_1965_1984_in_useful_demand_for_space_heating | present_share_of_terraced_houses_1985_2004_in_useful_demand_for_space_heating | present_share_of_terraced_houses_2005_present_in_useful_demand_for_space_heating | present_number_of_buildings | typical_useful_demand_for_space_heating_buildings_present | typical_useful_demand_for_space_heating_buildings_future
GM1680 | 43 | 124 | 275 | 310 | 163 | 2007 | 830 | 1200 | 1075 | 300 | 237 | 695 | 1332 | 1067 | 225 | 13 | 131 | 753 | 224 | 30 | 255.0414 | 179.4838 | 212.7332 | 159.2539 | 116.8324 | 65 | 287.9795 | 271.0674 | 213.4674 | 155.1479 | 113.4062 | 55 | 289.5177 | 244.8606 | 196.2465 | 169.8494 | 119.5515 | 55 | 206 | 226.4396 | 181.8111 | 167.5631 | 106.563 | 55 | 0.0041909 | 0.010869 | 0.028511 | 0.028614 | 0.015434 | 0.18042 | 0.076482 | 0.10678 | 0.096798 | 0.028023 | 0.021295 | 0.061449 | 0.12209 | 0.096968 | 0.01977 | 0.0011219 | 0.011973 | 0.06828 | 0.019126 | 0.0018126 | 2299 | 249.8002 | 190
GM0358 | 81 | 211 | 451 | 932 | 1093 | 522 | 356 | 376 | 378 | 355 | 530 | 553 | 990 | 585 | 831 | 204 | 543 | 1765 | 1065 | 1392 | 278.8589 | 232.7759 | 172.5731 | 169.3984 | 118.6536 | 65 | 300.9051 | 284.8316 | 221.8967 | 157.0476 | 115.8088 | 55 | 302.8726 | 248.7268 | 191.6686 | 160.6548 | 116.8422 | 55 | 301.3612 | 226.0966 | 171.9114 | 158.9817 | 114.5306 | 55 | 0.0068955 | 0.017042 | 0.035965 | 0.071162 | 0.090666 | 0.033703 | 0.02284 | 0.026649 | 0.02695 | 0.028198 | 0.037999 | 0.043226 | 0.073547 | 0.042042 | 0.065913 | 0.016945 | 0.045252 | 0.13074 | 0.07487 | 0.10939 | 1146 | 226.7604 | 190
GM0197 | 455 | 96 | 237 | 681 | 560 | 1154 | 487 | 580 | 603 | 270 | 797 | 905 | 1454 | 820 | 260 | 102 | 500 | 1516 | 402 | 96 | 268.783 | 237.5176 | 198.1036 | 159.0338 | 123.3662 | 65 | 314.491 | 287.9236 | 223.7918 | 154.3638 | 114.4651 | 55 | 307.8234 | 264.3477 | 213.6041 | 176.3238 | 119.3485 | 55 | 322.1469 | 246.2212 | 200.8264 | 175.3366 | 114.1157 | 55 | 0.040453 | 0.0088343 | 0.02025 | 0.057593 | 0.044194 | 0.10114 | 0.043615 | 0.048605 | 0.050638 | 0.025199 | 0.073016 | 0.08156 | 0.11779 | 0.056189 | 0.022042 | 0.0086022 | 0.043183 | 0.12191 | 0.026596 | 0.0085895 | 1073 | 267.7329 | 190
GM0059 | 62 | 72 | 560 | 456 | 208 | 1690 | 724 | 1243 | 1258 | 359 | 155 | 667 | 1696 | 731 | 249 | 16 | 324 | 1436 | 156 | 23 | 175.5346 | 224.4282 | 183.2399 | 144.5675 | 113.3506 | 65 | 312.6593 | 289.9056 | 222.0219 | 145.7661 | 113.3633 | 55 | 278.7731 | 251.7073 | 219.3139 | 160.5332 | 101.4892 | 55 | 301.5566 | 220.1366 | 211.977 | 179.7422 | 111.6852 | 55 | 0.0061026 | 0.0065308 | 0.045076 | 0.036702 | 0.019008 | 0.15232 | 0.058672 | 0.097872 | 0.10372 | 0.032298 | 0.01368 | 0.056809 | 0.13179 | 0.059536 | 0.021989 | 0.0014443 | 0.028334 | 0.11311 | 0.012556 | 0.0024504 | 929 | 269.9654 | 190
GM0482 | 42 | 323 | 1131 | 683 | 438 | 154 | 52 | 51 | 145 | 89 | 332 | 567 | 357 | 411 | 194 | 245 | 1050 | 986 | 792 | 314 | 276.0195 | 248.6129 | 180.8901 | 145.9812 | 119.7915 | 65 | 320.433 | 278.9317 | 234.4419 | 163.1637 | 120.8308 | 55 | 303.1922 | 281.2239 | 214.6528 | 167.269 | 117.126 | 55 | 272.7215 | 249.9111 | 203.1984 | 157.5216 | 114.8519 | 55 | 0.0050297 | 0.035922 | 0.13927 | 0.085374 | 0.041971 | 0.017904 | 0.0067089 | 0.0061782 | 0.016461 | 0.0097198 | 0.040143 | 0.06981 | 0.042942 | 0.051564 | 0.023189 | 0.029954 | 0.12749 | 0.12082 | 0.095292 | 0.03426 | 836 | 231.7981 | 190
GM0613 | 21 | 2 | 453 | 845 | 624 | 249 | 137 | 110 | 315 | 223 | 424 | 505 | 608 | 962 | 526 | 55 | 660 | 1137 | 1744 | 901 | 163.2596 | 0 | 198.7162 | 153.4709 | 114.0117 | 65 | 276.1049 | 263.4498 | 210.4556 | 146.8884 | 116.9291 | 55 | 286.2897 | 243.6689 | 208.3689 | 151.543 | 119.1251 | 55 | 238.9569 | 228.0088 | 201.3 | 146.1212 | 115.7775 | 55 | 0.0020702 | 0.00015681 | 0.041947 | 0.083928 | 0.056002 | 0.021947 | 0.01243 | 0.010411 | 0.030553 | 0.02282 | 0.04001 | 0.047922 | 0.057156 | 0.093552 | 0.050317 | 0.00523 | 0.061195 | 0.10676 | 0.17173 | 0.083861 | 772 | 219.4893 | 190
GM0361 | 1875 | 2376 | 7565 | 4116 | 2366 | 1161 | 347 | 623 | 743 | 305 | 2039 | 876 | 4167 | 1828 | 504 | 4511 | 1653 | 9766 | 3805 | 862 | 248.843 | 230.0589 | 192.6103 | 141.4155 | 118.5058 | 65 | 293.9062 | 274.687 | 214.7657 | 149.0291 | 118.786 | 55 | 300.6225 | 251.1804 | 203.9639 | 163.763 | 118.3135 | 55 | 275.6508 | 239.4058 | 189.3116 | 154.8575 | 115.074 | 55 | 0.036226 | 0.046488 | 0.15185 | 0.076519 | 0.043185 | 0.021356 | 0.0067572 | 0.011455 | 0.013769 | 0.0056397 | 0.040869 | 0.017107 | 0.081162 | 0.03452 | 0.009065 | 0.090636 | 0.032136 | 0.19438 | 0.071537 | 0.015345 | 6349 | 248.4662 | 190
GM0141 | 442 | 2325 | 2715 | 2711 | 1278 | 861 | 437 | 729 | 1368 | 573 | 2855 | 1440 | 2483 | 1999 | 645 | 1760 | 1917 | 4107 | 2345 | 639 | 246.2477 | 240.5475 | 198.3455 | 153.4631 | 120.6364 | 65 | 310.2417 | 303.3602 | 212.829 | 144.3427 | 116.4612 | 55 | 291.5255 | 258.5015 | 220.6622 | 165.0801 | 117.6673 | 55 | 261.682 | 236.6641 | 213.4124 | 159.1462 | 117.3001 | 55 | 0.012925 | 0.071223 | 0.085006 | 0.072865 | 0.034469 | 0.026119 | 0.013668 | 0.022188 | 0.03842 | 0.015481 | 0.089629 | 0.045109 | 0.075819 | 0.056003 | 0.017086 | 0.054104 | 0.060486 | 0.12602 | 0.066259 | 0.017122 | 3541 | 250.0738 | 190
GM0034 | 0 | 0 | 3881 | 13048 | 6938 | 0 | 0 | 111 | 2827 | 2139 | 0 | 0 | 2598 | 9518 | 2372 | 0 | 0 | 7913 | 29660 | 5078 | 0 | 0 | 152.7011 | 139.6284 | 118.6746 | 65 | 0 | 0 | 173.7526 | 142.104 | 115.0316 | 55 | 0 | 0 | 172.2418 | 149.452 | 115.067 | 55 | 0 | 0 | 155.2824 | 136.2482 | 114.0199 | 55 | 0 | 0 | 0.045217 | 0.15387 | 0.075837 | 0 | 0 | 0.0013955 | 0.032697 | 0.023173 | 0 | 0 | 0.030232 | 0.1118 | 0.02637 | 0 | 0 | 0.092435 | 0.34978 | 0.057195 | 4305 | 162.7791 | 190
GM0484 | 351 | 2380 | 6835 | 4132 | 2879 | 1065 | 298 | 882 | 941 | 548 | 1784 | 1275 | 3128 | 2259 | 1126 | 1649 | 2078 | 8138 | 5186 | 1429 | 224.3999 | 246.2295 | 179.5177 | 159.7257 | 113.9634 | 65 | 307.077 | 298.4399 | 220.1994 | 156.3756 | 113.4505 | 55 | 302.9351 | 239.4453 | 199.4601 | 165.4185 | 115.9454 | 55 | 286.4287 | 222.4521 | 182.8071 | 164.9339 | 111.6072 | 55 | 0.0069917 | 0.04995 | 0.14989 | 0.08495 | 0.055576 | 0.02109 | 0.0060612 | 0.016886 | 0.018622 | 0.010845 | 0.036327 | 0.027036 | 0.063664 | 0.046682 | 0.02182 | 0.034712 | 0.046827 | 0.167 | 0.10733 | 0.027736 | 4632 | 246.157 | 190
GM1723 | 27 | 18 | 55 | 72 | 274 | 398 | 333 | 664 | 411 | 220 | 149 | 158 | 589 | 271 | 156 | 16 | 16 | 221 | 186 | 160 | 281.9162 | 249.5533 | 168.925 | 142.0539 | 101.7357 | 65 | 309.5861 | 288.4675 | 225.7094 | 151.5571 | 114.6343 | 55 | 276.2528 | 260.0164 | 212.7969 | 157.0753 | 115.0413 | 55 | 248.5161 | 280.8683 | 194.0874 | 152.7515 | 114.2481 | 55 | 0.006498 | 0.003734 | 0.012432 | 0.016441 | 0.063639 | 0.087563 | 0.076901 | 0.15241 | 0.092502 | 0.051379 | 0.032749 | 0.031491 | 0.132 | 0.06424 | 0.036747 | 0.0034522 | 0.0040129 | 0.051081 | 0.044678 | 0.03605 | 547 | 302.6372 | 190
GM0060 | 84 | 16 | 26 | 135 | 16 | 178 | 159 | 244 | 220 | 84 | 124 | 66 | 178 | 125 | 18 | 13 | 8 | 31 | 11 | 4 | 302.0507 | 307.9402 | 266.9435 | 157.8565 | 137.4872 | 65 | 321.3968 | 268.0213 | 235.3531 | 157.1198 | 115.7229 | 55 | 275.0651 | 202.8146 | 171.4713 | 148.5346 | 111.0709 | 55 | 201.6171 | 237.1876 | 151.4396 | 133.781 | 0 | 55 | 0.047961 | 0.0092839 | 0.014562 | 0.082405 | 0.0092387 | 0.10168 | 0.09363 | 0.12828 | 0.12711 | 0.046373 | 0.080471 | 0.039424 | 0.10174 | 0.070496 | 0.011405 | 0.0071322 | 0.0041386 | 0.016607 | 0.0061373 | 0.0019229 | 2141 | 293.302 | 190
GM0307 | 1195 | 3875 | 7389 | 7322 | 4536 | 632 | 343 | 319 | 669 | 626 | 4183 | 1318 | 2010 | 4256 | 2227 | 4822 | 2125 | 4727 | 11684 | 3749 | 241.6975 | 202.3812 | 189.7997 | 161.167 | 119.0081 | 65 | 308.8186 | 259.6218 | 205.2661 | 151.5158 | 116.4896 | 55 | 274.922 | 223.2569 | 193.4421 | 161.2182 | 116.5761 | 55 | 237.5198 | 179.1249 | 174.9544 | 158.2144 | 114.4908 | 55 | 0.017242 | 0.057702 | 0.10755 | 0.10807 | 0.064515 | 0.0093436 | 0.0051808 | 0.0049031 | 0.010012 | 0.0088182 | 0.061713 | 0.019696 | 0.030304 | 0.063023 | 0.031617 | 0.071703 | 0.031622 | 0.069685 | 0.1737 | 0.053605 | 8525 | 228.065 | 190
GM0362 | 106 | 4899 | 8387 | 4589 | 3418 | 259 | 110 | 463 | 201 | 211 | 1128 | 1321 | 1114 | 1423 | 660 | 1997 | 3458 | 3214 | 3874 | 1348 | 218.7567 | 244.3425 | 203.3485 | 133.042 | 107.8033 | 65 | 276.8404 | 235.2422 | 211.6426 | 151.2927 | 111.8012 | 55 | 281.9905 | 242.3654 | 196.7663 | 163.4577 | 115.8865 | 55 | 269.0681 | 233.8711 | 188.8904 | 166.8505 | 112.7834 | 55 | 0.0027998 | 0.11427 | 0.20612 | 0.10313 | 0.075231 | 0.006138 | 0.0027323 | 0.010987 | 0.0046256 | 0.0046756 | 0.028921 | 0.031836 | 0.027365 | 0.032523 | 0.014727 | 0.050394 | 0.087069 | 0.07911 | 0.087248 | 0.030089 | 6294 | 211.666 | 190
GM0363 | 173375 | 38155 | 62538 | 59539 | 56557 | 651 | 354 | 347 | 484 | 638 | 3342 | 2042 | 1348 | 3527 | 1879 | 9497 | 7282 | 4335 | 13735 | 6591 | 463.0322 | 210.4542 | 192.7702 | 153.7852 | 116.5481 | 65 | 286.1296 | 260.921 | 214.7912 | 170.0487 | 115.9469 | 55 | 258.8815 | 241.1669 | 201.9162 | 157.1486 | 117.0065 | 55 | 252.3955 | 216.8952 | 186.955 | 144.0261 | 115.9917 | 55 | 0.37204 | 0.081893 | 0.14276 | 0.13687 | 0.13719 | 0.0014415 | 0.00077559 | 0.00071289 | 0.0010988 | 0.0015858 | 0.0069668 | 0.0044056 | 0.0034899 | 0.0085675 | 0.0045622 | 0.019516 | 0.015478 | 0.011519 | 0.03329 | 0.015854 | 41037 | 235.7378 | 190
GM0200 | 696 | 3680 | 7884 | 5563 | 3315 | 6567 | 1361 | 1729 | 1757 | 1224 | 4108 | 2418 | 6068 | 3378 | 1788 | 532 | 2515 | 10990 | 5295 | 2482 | 244.5006 | 209.6615 | 155.9993 | 147.743 | 102.2698 | 65 | 308.933 | 276.6204 | 217.679 | 153.021 | 116.5199 | 55 | 286.3766 | 219.222 | 191.2668 | 155.7401 | 114.6058 | 55 | 194.258 | 180.5572 | 172.6029 | 142.6184 | 110.0754 | 55 | 0.0092943 | 0.05352 | 0.1095 | 0.073265 | 0.044998 | 0.090485 | 0.019178 | 0.023534 | 0.023565 | 0.016375 | 0.056728 | 0.032785 | 0.081958 | 0.046226 | 0.023357 | 0.0068041 | 0.034517 | 0.14848 | 0.073115 | 0.032315 | 8958 | 238.1794 | 190
GM0202 | 9546 | 6305 | 10195 | 6235 | 4411 | 536 | 434 | 372 | 295 | 551 | 3572 | 1935 | 2917 | 2331 | 2236 | 5347 | 3691 | 7297 | 5096 | 3596 | 246.7156 | 220.9367 | 184.1833 | 147.5594 | 113.4655 | 65 | 286.4372 | 248.2502 | 208.3395 | 151.9959 | 117.16 | 55 | 281.727 | 215.072 | 201.4907 | 160.0786 | 116.8382 | 55 | 246.3832 | 189.0528 | 185.5026 | 152.7388 | 114.873 | 55 | 0.12378 | 0.081577 | 0.13256 | 0.081262 | 0.055589 | 0.0072917 | 0.0057354 | 0.0047852 | 0.0037994 | 0.0069382 | 0.046188 | 0.025805 | 0.037874 | 0.030787 | 0.028249 | 0.07083 | 0.047972 | 0.096683 | 0.067482 | 0.044818 | 7227 | 262.4038 | 190
GM0744 | 62 | 15 | 63 | 107 | 86 | 272 | 209 | 365 | 234 | 110 | 105 | 125 | 283 | 145 | 104 | 37 | 47 | 261 | 163 | 101 | 289.5448 | 214.3586 | 204.6961 | 95.9274 | 97.4235 | 65 | 311.5219 | 296.0421 | 236.0787 | 161.8845 | 114.7179 | 55 | 315.5463 | 249.0863 | 220.771 | 156.0151 | 118.4276 | 55 | 254.1691 | 250.2716 | 187.8996 | 118.2201 | 115.8968 | 55 | 0.022331 | 0.0058751 | 0.022327 | 0.035497 | 0.028654 | 0.09376 | 0.072282 | 0.12881 | 0.083191 | 0.034907 | 0.038063 | 0.041132 | 0.099585 | 0.049735 | 0.034573 | 0.012466 | 0.015965 | 0.090598 | 0.056852 | 0.0334 | 1400 | 291.0401 | 190
GM0308 | 292 | 582 | 1512 | 739 | 642 | 708 | 178 | 151 | 97 | 65 | 1499 | 784 | 798 | 331 | 107 | 547 | 851 | 1156 | 497 | 151 | 245.8929 | 212.9789 | 180.2353 | 162.616 | 115.6265 | 65 | 306.6674 | 274.5915 | 227.59 | 153.0056 | 123.9345 | 55 | 298.2316 | 254.4689 | 209.4029 | 151.3328 | 114.0132 | 55 | 276.0302 | 235.3123 | 203.3401 | 143.8705 | 105.5735 | 55 | 0.025231 | 0.04964 | 0.11884 | 0.068756 | 0.056217 | 0.060797 | 0.015359 | 0.012404 | 0.0083033 | 0.005951 | 0.12229 | 0.067448 | 0.071729 | 0.02913 | 0.0095386 | 0.044744 | 0.073938 | 0.1039 | 0.042468 | 0.013316 | 1820 | 273.4364 | 190
GM0489 | 25 | 134 | 852 | 2601 | 1369 | 231 | 66 | 147 | 393 | 202 | 406 | 483 | 1042 | 1878 | 887 | 151 | 579 | 1865 | 4492 | 1582 | 294.9284 | 284.0719 | 159.1034 | 129.1956 | 116.4317 | 65 | 260.5825 | 268.8095 | 223.4638 | 142.5818 | 123.0624 | 55 | 282.1194 | 219.5806 | 193.2226 | 147.9073 | 119.001 | 55 | 277.9282 | 166.5889 | 176.974 | 138.2316 | 112.7637 | 55 | 0.0015214 | 0.0067632 | 0.043772 | 0.13385 | 0.068532 | 0.012487 | 0.0033701 | 0.0079896 | 0.021797 | 0.010085 | 0.021589 | 0.025874 | 0.055235 | 0.097946 | 0.043284 | 0.0081357 | 0.029531 | 0.096694 | 0.23323 | 0.07832 | 2083 | 182.4584 | 190
GM0203 | 355 | 219 | 635 | 1963 | 1554 | 1074 | 870 | 1230 | 1012 | 585 | 471 | 862 | 1856 | 1679 | 1237 | 64 | 608 | 2261 | 2214 | 2086 | 256.1351 | 216.1974 | 182.5438 | 158.5335 | 112.7207 | 65 | 294.5615 | 276.4034 | 224.8533 | 160.8561 | 122.0597 | 55 | 299.3621 | 208.1802 | 191.8415 | 164.8402 | 118.0085 | 55 | 284.7769 | 165.9152 | 164.8875 | 163.3388 | 115.4977 | 55 | 0.01642 | 0.010005 | 0.028384 | 0.087074 | 0.068619 | 0.047202 | 0.037619 | 0.052692 | 0.044476 | 0.025603 | 0.020971 | 0.038291 | 0.07971 | 0.074172 | 0.053733 | 0.0028561 | 0.026553 | 0.098073 | 0.096055 | 0.091491 | 5413 | 228.0974 | 190
GM0370 | 36 | 2 | 148 | 118 | 101 | 766 | 148 | 187 | 166 | 174 | 212 | 223 | 261 | 175 | 286 | 33 | 172 | 316 | 297 | 195 | 252.8996 | 118 | 208.3271 | 112.5707 | 118.4856 | 65 | 296.3083 | 278.63 | 216.7021 | 148.4759 | 115.2747 | 55 | 310.6771 | 223.7302 | 194.5164 | 169.0342 | 117.2553 | 55 | 278.8401 | 198.8759 | 178.9545 | 166.9002 | 117.0088 | 55 | 0.009324 | 0.00057258 | 0.039944 | 0.028006 | 0.027371 | 0.19078 | 0.036911 | 0.047079 | 0.040444 | 0.044043 | 0.054839 | 0.053228 | 0.061487 | 0.043697 | 0.074464 | 0.0084794 | 0.040658 | 0.075825 | 0.07252 | 0.050327 | 0 | 215.1733 | 190
GM1945 | 372 | 209 | 496 | 828 | 1110 | 836 | 874 | 775 | 683 | 202 | 647 | 1542 | 1665 | 1122 | 409 | 88 | 804 | 1665 | 911 | 544 | 273.7137 | 257.6635 | 219.8141 | 132.0546 | 103.0527 | 65 | 305.6819 | 284.6201 | 217.9821 | 145.6682 | 117.9388 | 55 | 291.0747 | 216.8768 | 185.7005 | 153.6387 | 110.6135 | 55 | 293.4211 | 181.7444 | 165.1375 | 151.6466 | 107.7102 | 55 | 0.027356 | 0.015308 | 0.033783 | 0.05111 | 0.064179 | 0.053552 | 0.055309 | 0.050111 | 0.041501 | 0.01444 | 0.042383 | 0.098156 | 0.10681 | 0.068906 | 0.026473 | 0.005022 | 0.050429 | 0.10586 | 0.057407 | 0.0319 | 1353 | 291.4375 | 190
GM1724 | 293 | 76 | 177 | 232 | 205 | 391 | 715 | 965 | 812 | 317 | 92 | 415 | 1091 | 579 | 238 | 15 | 104 | 633 | 347 | 274 | 272.5744 | 235.4272 | 134.9194 | 143.2735 | 97.5451 | 65 | 297.1451 | 281.0221 | 222.2953 | 155.035 | 112.5653 | 55 | 287.0969 | 257.403 | 204.8224 | 156.4072 | 113.5309 | 55 | 255.7056 | 236.2793 | 181.7849 | 143.3316 | 109.8276 | 55 | 0.035498 | 0.0096492 | 0.020616 | 0.028998 | 0.024941 | 0.050122 | 0.091845 | 0.12866 | 0.10185 | 0.032396 | 0.010713 | 0.048367 | 0.14534 | 0.072011 | 0.024949 | 0.0018658 | 0.010516 | 0.087275 | 0.043927 | 0.03046 | 1431 | 284.7582 | 190
GM0373 | 461 | 438 | 1680 | 878 | 546 | 1586 | 773 | 728 | 586 | 294 | 680 | 731 | 1364 | 683 | 83 | 274 | 665 | 1893 | 935 | 44 | 241.5339 | 184.2694 | 210.1654 | 138.9976 | 116.4057 | 65 | 317.9708 | 275.7143 | 216.64 | 152.5241 | 115.8148 | 55 | 297.2804 | 226.7854 | 192.3713 | 159.6748 | 121.147 | 55 | 256.3699 | 201.216 | 169.1128 | 156.5092 | 116.2734 | 55 | 0.030276 | 0.027964 | 0.11047 | 0.058013 | 0.034321 | 0.10158 | 0.050023 | 0.047876 | 0.03859 | 0.021571 | 0.043998 | 0.046533 | 0.08916 | 0.044742 | 0.0060223 | 0.016926 | 0.044692 | 0.12272 | 0.061423 | 0.003107 | 5024 | 288.5708 | 190
GM0748 | 703 | 886 | 3549 | 2044 | 1743 | 589 | 374 | 948 | 874 | 405 | 1269 | 1158 | 2455 | 1339 | 431 | 2763 | 1539 | 4195 | 2578 | 934 | 231.3062 | 176.2229 | 204.6993 | 151.872 | 108.7586 | 65 | 294.1576 | 264.627 | 213.5178 | 153.4135 | 114.4988 | 55 | 288.9019 | 236.0729 | 198.4354 | 163.0501 | 114.7441 | 55 | 276.5379 | 202.621 | 177.0263 | 160.7553 | 112.6225 | 55 | 0.021975 | 0.030712 | 0.12337 | 0.06209 | 0.051505 | 0.01887 | 0.011726 | 0.029506 | 0.029126 | 0.012379 | 0.042145 | 0.035846 | 0.081806 | 0.044148 | 0.012125 | 0.090286 | 0.046891 | 0.14076 | 0.087008 | 0.027723 | 5683 | 253.8935 | 190
GM1859 | 730 | 160 | 523 | 1152 | 849 | 1857 | 750 | 1241 | 1579 | 398 | 829 | 1043 | 2545 | 1433 | 554 | 86 | 387 | 2252 | 776 | 320 | 265.9118 | 215.399 | 183.9057 | 137.5547 | 106.8611 | 65 | 306.5572 | 297.4775 | 225.3619 | 150.3676 | 117.1655 | 55 | 273.0406 | 207.9973 | 190.8565 | 161.9656 | 108.4241 | 55 | 281.9626 | 177.0599 | 170.846 | 162.9074 | 104.4724 | 55 | 0.036337 | 0.0080599 | 0.026042 | 0.060148 | 0.041005 | 0.095709 | 0.038735 | 0.063521 | 0.080029 | 0.018365 | 0.043271 | 0.053858 | 0.13431 | 0.075561 | 0.026444 | 0.0043573 | 0.020599 | 0.11824 | 0.040768 | 0.014638 | 2109 | 277.7269 | 190
GM0209 | 55 | 14 | 341 | 766 | 486 | 444 | 249 | 438 | 687 | 315 | 153 | 290 | 1600 | 1222 | 398 | 13 | 189 | 2150 | 897 | 426 | 326.1834 | 207.5312 | 153.3235 | 150.1631 | 114.9409 | 65 | 309.1005 | 282.6964 | 220.649 | 149.6421 | 117.5825 | 55 | 306.3428 | 243.2685 | 198.5151 | 175.4068 | 117.693 | 55 | 315.8293 | 256.2384 | 180.0114 | 177.9567 | 111.4961 | 55 | 0.0048886 | 0.0011662 | 0.028567 | 0.067701 | 0.046412 | 0.038684 | 0.021269 | 0.037054 | 0.064313 | 0.030102 | 0.014748 | 0.024839 | 0.14425 | 0.10999 | 0.036499 | 0.0015954 | 0.015696 | 0.19517 | 0.080629 | 0.036435 | 1053 | 241.278 | 190
GM0375 | 500 | 2543 | 2007 | 2139 | 1328 | 447 | 103 | 106 | 172 | 92 | 1807 | 530 | 517 | 567 | 405 | 1514 | 1033 | 1160 | 1277 | 1175 | 212.562 | 234.695 | 197.5499 | 165.128 | 110.8794 | 65 | 308.5543 | 288.361 | 223.6648 | 136.2343 | 118.476 | 55 | 300.2685 | 235.8237 | 195.5041 | 153.4736 | 113.9354 | 55 | 277.0723 | 184.354 | 181.3432 | 151.2776 | 108.5499 | 55 | 0.024902 | 0.1364 | 0.10243 | 0.11101 | 0.063924 | 0.022831 | 0.0057843 | 0.0055277 | 0.0082785 | 0.0046884 | 0.091814 | 0.027811 | 0.02636 | 0.028225 | 0.02272 | 0.07758 | 0.053299 | 0.059238 | 0.066548 | 0.06063 | 2585 | 272.9579 | 190
GM1728 | 66 | 141 | 110 | 290 | 648 | 284 | 478 | 894 | 692 | 304 | 192 | 555 | 1321 | 600 | 403 | 24 | 207 | 889 | 358 | 295 | 232.1404 | 242.9855 | 159.7105 | 154.2977 | 97.8066 | 65 | 315.5737 | 269.1878 | 211.8652 | 148.9631 | 115.4907 | 55 | 283.3418 | 270.5986 | 208.3415 | 164.8 | 115.87 | 55 | 245.5303 | 252.9223 | 194.2089 | 150.8805 | 110.5185 | 55 | 0.0071425 | 0.018199 | 0.012406 | 0.031032 | 0.065987 | 0.032698 | 0.054114 | 0.1057 | 0.083227 | 0.032353 | 0.021927 | 0.064489 | 0.15127 | 0.069218 | 0.046731 | 0.0024614 | 0.023703 | 0.10325 | 0.040233 | 0.033858 | 1457 | 270.596 | 190
GM0376 | 20 | 0 | 289 | 44 | 286 | 487 | 234 | 132 | 133 | 212 | 352 | 295 | 756 | 25 | 456 | 21 | 19 | 989 | 16 | 260 | 270.6207 | 0 | 155.3542 | 152.469 | 112.3282 | 65 | 288.5851 | 274.8738 | 215.8398 | 160.6907 | 111.4145 | 55 | 289.1019 | 221.1895 | 188.6854 | 162.9494 | 115.2572 | 55 | 239.194 | 210.3303 | 182.2501 | 136.829 | 112.5355 | 55 | 0.0044391 | 0 | 0.05656 | 0.0098572 | 0.053647 | 0.10177 | 0.045352 | 0.026662 | 0.026173 | 0.040938 | 0.068743 | 0.060415 | 0.15431 | 0.0049828 | 0.087353 | 0.0043839 | 0.0039461 | 0.19651 | 0.0034034 | 0.05055 | 322 | 286.356 | 190
GM0377 | 443 | 415 | 608 | 499 | 614 | 846 | 265 | 191 | 161 | 147 | 1743 | 599 | 443 | 323 | 114 | 1312 | 411 | 506 | 330 | 91 | 247.2826 | 188.4722 | 167.5328 | 141.2501 | 115.7851 | 65 | 317.8356 | 270.8551 | 205.0762 | 171.5067 | 107.839 | 55 | 301.619 | 256.8577 | 204.6878 | 161.0567 | 113.686 | 55 | 273.4106 | 239.4603 | 180.6965 | 158.0786 | 90.4603 | 55 | 0.043753 | 0.039881 | 0.06184 | 0.049243 | 0.058583 | 0.082695 | 0.026527 | 0.018695 | 0.016435 | 0.014248 | 0.17391 | 0.059839 | 0.044637 | 0.03235 | 0.012312 | 0.12645 | 0.040582 | 0.052267 | 0.035458 | 0.010295 | 1057 | 317.6418 | 190
GM1901 | 222 | 360 | 652 | 727 | 834 | 704 | 229 | 533 | 531 | 264 | 862 | 537 | 1366 | 659 | 487 | 367 | 920 | 2523 | 1006 | 729 | 232.287 | 215.9061 | 205.2006 | 171.5498 | 121.5207 | 65 | 284.2776 | 276.2097 | 213.9014 | 159.8032 | 120.0343 | 55 | 314.2326 | 227.0493 | 210.8239 | 171.0704 | 117.0771 | 55 | 279.376 | 196.9525 | 193.0479 | 165.7976 | 115.9252 | 55 | 0.016723 | 0.022706 | 0.046003 | 0.050817 | 0.063219 | 0.044937 | 0.016017 | 0.03493 | 0.040246 | 0.019662 | 0.058328 | 0.035045 | 0.090859 | 0.045634 | 0.036339 | 0.024948 | 0.063641 | 0.16654 | 0.069386 | 0.054017 | 2169 | 226.7662 | 190
GM0755 | 29 | 15 | 96 | 175 | 217 | 212 | 307 | 597 | 365 | 212 | 115 | 111 | 624 | 334 | 281 | 11 | 17 | 113 | 128 | 282 | 249.1716 | 234.9047 | 204.3278 | 197.1731 | 117.3648 | 65 | 315.9605 | 300.3012 | 226.3931 | 156.8015 | 118.0157 | 55 | 319.3074 | 263.4687 | 212.0693 | 170.9356 | 113.8954 | 55 | 225.67 | 254.7543 | 214.5058 | 165.4561 | 115.5787 | 55 | 0.007049 | 0.0037142 | 0.024427 | 0.040934 | 0.049582 | 0.050181 | 0.076773 | 0.14012 | 0.083707 | 0.050762 | 0.028627 | 0.025056 | 0.14828 | 0.074314 | 0.065578 | 0.0033402 | 0.0033184 | 0.029418 | 0.027581 | 0.067233 | 252 | 255.8369 | 190
GM1681 | 64 | 33 | 147 | 375 | 162 | 2521 | 848 | 1026 | 1215 | 378 | 185 | 911 | 1238 | 718 | 309 | 0 | 100 | 729 | 150 | 87 | 285.6666 | 216.0045 | 219.0869 | 156.8147 | 124.8639 | 65 | 300.7351 | 275.5299 | 211.9264 | 149.2807 | 116.772 | 55 | 286.2679 | 248.617 | 203.5348 | 173.5379 | 117.5708 | 55 | 0 | 229.9177 | 204.2479 | 179.5025 | 116.2409 | 55 | 0.005469 | 0.0024259 | 0.014622 | 0.035175 | 0.012686 | 0.22175 | 0.076481 | 0.09031 | 0.10741 | 0.035036 | 0.016712 | 0.078572 | 0.11131 | 0.066009 | 0.02754 | 0 | 0.0089596 | 0.066612 | 0.015524 | 0.0073881 | 1459 | 261.1364 | 190
GM0147 | 93 | 13 | 185 | 709 | 398 | 283 | 136 | 381 | 575 | 371 | 610 | 406 | 1578 | 720 | 586 | 172 | 251 | 1120 | 720 | 654 | 295.6608 | 180.6122 | 160.0435 | 147.6855 | 68.6157 | 65 | 307.5638 | 297.8739 | 219.9202 | 160.7612 | 115.7556 | 55 | 309.3948 | 216.0914 | 206.3446 | 171.6134 | 115.7732 | 55 | 293.0453 | 151.9959 | 203.8248 | 172.146 | 114.6029 | 55 | 0.008163 | 0.0013669 | 0.018463 | 0.071281 | 0.034479 | 0.02508 | 0.012356 | 0.039746 | 0.057323 | 0.037661 | 0.06145 | 0.041701 | 0.15983 | 0.075865 | 0.058861 | 0.016708 | 0.025536 | 0.11728 | 0.071914 | 0.064941 | 832 | 263.7085 | 190
GM0654 | 6 | 9 | 60 | 223 | 410 | 1531 | 471 | 764 | 627 | 365 | 629 | 528 | 1099 | 707 | 224 | 225 | 194 | 1092 | 439 | 144 | 262.1131 | 240.8425 | 144.7008 | 146.2276 | 118.8021 | 65 | 305.9671 | 289.0651 | 218.7475 | 154.0816 | 119.5017 | 55 | 300.892 | 268.4717 | 220.6111 | 171.0237 | 116.6163 | 55 | 268.4452 | 250.9601 | 206.9066 | 177.4916 | 115.6119 | 55 | 0.00070376 | 0.00087969 | 0.0054767 | 0.023315 | 0.040221 | 0.17417 | 0.049263 | 0.074359 | 0.059761 | 0.036845 | 0.067828 | 0.055978 | 0.10766 | 0.068438 | 0.0221 | 0.024582 | 0.021643 | 0.10706 | 0.045305 | 0.014416 | 1392 | 244.1653 | 190
GM0758 | 3217 | 3889 | 9833 | 8157 | 7419 | 1185 | 817 | 2011 | 1584 | 845 | 3086 | 2767 | 4846 | 3619 | 846 | 6257 | 5489 | 9416 | 7622 | 1699 | 253.6794 | 222.0151 | 198.2023 | 160.9977 | 118.2645 | 65 | 296.2409 | 281.5185 | 218.841 | 153.3973 | 113.2949 | 55 | 301.3634 | 257.2776 | 211.5931 | 164.1021 | 115.4978 | 55 | 273.0013 | 229.432 | 189.9547 | 153.9778 | 113.5429 | 55 | 0.037823 | 0.047129 | 0.11795 | 0.094731 | 0.082209 | 0.014036 | 0.0096056 | 0.023845 | 0.017707 | 0.0093575 | 0.037549 | 0.032562 | 0.056528 | 0.042953 | 0.0095903 | 0.076677 | 0.067684 | 0.11214 | 0.090681 | 0.019246 | 12414 | 228.414 | 190
GM0501 | 157 | 57 | 261 | 371 | 706 | 270 | 112 | 144 | 169 | 89 | 242 | 265 | 834 | 339 | 199 | 428 | 344 | 1928 | 761 | 357 | 313.5201 | 243.4339 | 151.112 | 138.9105 | 105.1738 | 65 | 308.1843 | 314.3915 | 202.9719 | 146.4319 | 119.1435 | 55 | 310.4597 | 267.5373 | 194.9106 | 148.0882 | 113.5541 | 55 | 296.581 | 247.1651 | 173.2684 | 158.3667 | 115.3437 | 55 | 0.01741 | 0.0064342 | 0.031653 | 0.044814 | 0.090384 | 0.033755 | 0.015534 | 0.018869 | 0.021158 | 0.0084111 | 0.030092 | 0.033146 | 0.10707 | 0.043127 | 0.020521 | 0.0549 | 0.04327 | 0.24337 | 0.09616 | 0.039919 | 0 | 0 | 190
GM1876 | 690 | 165 | 274 | 756 | 478 | 2141 | 865 | 1260 | 1047 | 373 | 995 | 992 | 1945 | 1222 | 281 | 66 | 288 | 1421 | 638 | 176 | 286.2973 | 261.3253 | 163.4786 | 130.4366 | 117.5126 | 65 | 300.7047 | 284.5818 | 223.7851 | 153.5051 | 113.4673 | 55 | 309.8662 | 234.284 | 186.7908 | 165.6583 | 114.672 | 55 | 304.5464 | 182.4169 | 145.0471 | 162.5623 | 114.877 | 55 | 0.04841 | 0.011334 | 0.018558 | 0.047473 | 0.033258 | 0.12576 | 0.053016 | 0.0756 | 0.065611 | 0.026407 | 0.058005 | 0.060524 | 0.12159 | 0.075567 | 0.019091 | 0.0036002 | 0.018322 | 0.088749 | 0.038119 | 0.011002 | 1648 | 290.5935 | 190
GM0213 | 127 | 155 | 106 | 333 | 369 | 989 | 223 | 479 | 421 | 153 | 585 | 790 | 1028 | 666 | 249 | 34 | 531 | 1314 | 554 | 225 | 303.4487 | 195.4068 | 188.8854 | 140.4918 | 106.435 | 65 | 308.7551 | 276.6717 | 217.3439 | 161.6631 | 117.1887 | 55 | 309.0412 | 238.674 | 183.1275 | 165.0683 | 113.8885 | 55 | 298.7601 | 218.7599 | 162.4394 | 158.3494 | 103.932 | 55 | 0.01379 | 0.015348 | 0.010658 | 0.03596 | 0.037847 | 0.10553 | 0.023542 | 0.051513 | 0.045774 | 0.016485 | 0.066526 | 0.084354 | 0.10571 | 0.07467 | 0.02666 | 0.0040223 | 0.057571 | 0.13588 | 0.064163 | 0.023988 | 1440 | 295.8701 | 190
GM0312 | 45 | 22 | 251 | 424 | 261 | 200 | 118 | 158 | 91 | 107 | 241 | 645 | 791 | 439 | 137 | 69 | 354 | 1312 | 567 | 157 | 217.4419 | 275.6692 | 163.3236 | 153.3075 | 117.5167 | 65 | 238.3972 | 241.9061 | 206.772 | 145.7694 | 117.8803 | 55 | 315.6476 | 237.6201 | 203.5641 | 156.6276 | 116.4218 | 55 | 307.9189 | 227.2883 | 193.0586 | 163.6378 | 114.2137 | 55 | 0.0078015 | 0.003184 | 0.041354 | 0.074591 | 0.034535 | 0.031196 | 0.018614 | 0.024495 | 0.015055 | 0.017022 | 0.038802 | 0.097262 | 0.12398 | 0.067089 | 0.021792 | 0.011296 | 0.056136 | 0.20169 | 0.090663 | 0.023439 | 686 | 230.5301 | 190
GM0313 | 157 | 35 | 114 | 477 | 910 | 120 | 70 | 156 | 208 | 105 | 225 | 432 | 1157 | 457 | 227 | 218 | 292 | 1886 | 711 | 478 | 298.4876 | 272.1594 | 176.0272 | 142.7248 | 115.3737 | 65 | 278.3442 | 283.0364 | 215.9527 | 164.8057 | 111.3622 | 55 | 311.6884 | 245.4497 | 203.5428 | 162.9828 | 118.4409 | 55 | 280.1337 | 222.41 | 186.9852 | 165.336 | 116.1662 | 55 | 0.020633 | 0.0047109 | 0.014774 | 0.054591 | 0.094908 | 0.013136 | 0.0077424 | 0.016883 | 0.022933 | 0.012353 | 0.027426 | 0.056888 | 0.14254 | 0.053181 | 0.026343 | 0.026808 | 0.038213 | 0.22649 | 0.084569 | 0.054881 | 859 | 240.014 | 190
GM0214 | 138 | 35 | 67 | 200 | 322 | 1404 | 475 | 842 | 1083 | 350 | 410 | 538 | 1310 | 903 | 415 | 99 | 237 | 936 | 570 | 466 | 324.5468 | 274.6014 | 211.3858 | 149.6612 | 104.9464 | 65 | 303.0298 | 274.6006 | 222.5618 | 161.6258 | 121.3599 | 55 | 294.24 | 268.8351 | 213.2264 | 165.9905 | 113.8981 | 55 | 286.092 | 239.7045 | 198.1421 | 169.3256 | 111.3805 | 55 | 0.011235 | 0.0031996 | 0.0058632 | 0.019163 | 0.028805 | 0.13861 | 0.046495 | 0.078633 | 0.10489 | 0.0342 | 0.035972 | 0.045171 | 0.11476 | 0.079508 | 0.042743 | 0.007715 | 0.020373 | 0.084628 | 0.049815 | 0.048226 | 1011 | 279.2037 | 190
GM0502 | 14 | 935 | 12082 | 3024 | 1383 | 146 | 39 | 93 | 216 | 70 | 379 | 465 | 1821 | 959 | 263 | 271 | 975 | 4862 | 3029 | 424 | 302.2791 | 168.6035 | 206.9442 | 168.6777 | 112.1446 | 65 | 252.506 | 237.9329 | 215.8913 | 151.0196 | 115.7925 | 55 | 305.0238 | 251.3381 | 212.0052 | 161.0815 | 116.6655 | 55 | 284.1655 | 227.8174 | 200.7712 | 160.7144 | 115.0947 | 55 | 0.00046311 | 0.032196 | 0.38006 | 0.097389 | 0.044237 | 0.0051012 | 0.0013179 | 0.0026797 | 0.0059005 | 0.0021182 | 0.011625 | 0.015165 | 0.060674 | 0.028603 | 0.0078168 | 0.0083208 | 0.032075 | 0.15974 | 0.0917 | 0.012822 | 3086 | 210.1457 | 190
GM0383 | 144 | 193 | 1226 | 1155 | 787 | 584 | 374 | 624 | 609 | 281 | 722 | 858 | 1716 | 900 | 311 | 363 | 1149 | 2445 | 1368 | 271 | 182.6869 | 120.2686 | 194.6978 | 130.8698 | 110.3332 | 65 | 297.1618 | 256.1775 | 211.2325 | 148.5682 | 118.9793 | 55 | 279.6084 | 234.1216 | 199.2044 | 150.0929 | 116.5096 | 55 | 269.516 | 224.4481 | 180.6078 | 140.2215 | 115.8864 | 55 | 0.010131 | 0.012297 | 0.07235 | 0.069973 | 0.054721 | 0.037728 | 0.023259 | 0.037978 | 0.038471 | 0.021412 | 0.045166 | 0.054478 | 0.10241 | 0.055082 | 0.025258 | 0.021368 | 0.071423 | 0.14291 | 0.08264 | 0.020944 | 2184 | 265.6877 | 190
GM0216 | 369 | 116 | 861 | 800 | 893 | 159 | 114 | 178 | 414 | 135 | 330 | 325 | 1149 | 1101 | 476 | 713 | 422 | 1811 | 1535 | 644 | 247.5615 | 235.4864 | 195.6431 | 168.8515 | 120.3416 | 65 | 330.8362 | 266.8519 | 206.3326 | 145.1852 | 116.4093 | 55 | 291.1693 | 239.975 | 192.155 | 156.2035 | 116.4164 | 55 | 279.7442 | 232.1138 | 182.7903 | 150.9727 | 113.8493 | 55 | 0.030546 | 0.008708 | 0.071247 | 0.060448 | 0.073877 | 0.012065 | 0.0092064 | 0.014019 | 0.034161 | 0.012209 | 0.025787 | 0.024264 | 0.089974 | 0.087465 | 0.041199 | 0.055719 | 0.030983 | 0.14213 | 0.12094 | 0.05505 | 1279 | 225.2162 | 190
GM0148 | 201 | 85 | 222 | 364 | 590 | 1068 | 592 | 1266 | 960 | 433 | 287 | 532 | 1396 | 1053 | 695 | 19 | 163 | 1064 | 444 | 447 | 284.1522 | 260.5432 | 151.7582 | 157.6098 | 115.9412 | 65 | 291.2765 | 287.9457 | 218.9742 | 150.0786 | 117.9909 | 55 | 272.5668 | 229.9305 | 194.7797 | 162.6561 | 116.6761 | 55 | 339.4963 | 218.6137 | 171.5439 | 163.4784 | 115.6823 | 55 | 0.01638 | 0.0070852 | 0.020393 | 0.03059 | 0.051159 | 0.086647 | 0.05109 | 0.10471 | 0.079529 | 0.036819 | 0.024766 | 0.046954 | 0.11788 | 0.085444 | 0.060543 | 0.0016045 | 0.015039 | 0.088873 | 0.035588 | 0.038902 | 1286 | 248.0252 | 190
GM1891 | 40 | 10 | 332 | 179 | 166 | 1396 | 508 | 926 | 1046 | 254 | 111 | 422 | 1075 | 389 | 110 | 8 | 166 | 795 | 132 | 44 | 195.1018 | 128.2727 | 198.3221 | 136.931 | 126.5408 | 65 | 314.4018 | 295.5046 | 220.6838 | 147.29 | 116.5411 | 55 | 323.4008 | 225.3992 | 208.6164 | 176.344 | 118.6967 | 55 | 358 | 202.2811 | 192.8358 | 158.9095 | 127.5214 | 55 | 0.0048505 | 0.0012712 | 0.029607 | 0.018482 | 0.01834 | 0.18297 | 0.067484 | 0.12383 | 0.1355 | 0.025675 | 0.01493 | 0.043725 | 0.13346 | 0.049499 | 0.011608 | 0.0010053 | 0.016258 | 0.099512 | 0.017192 | 0.0048025 | 563 | 281.0223 | 190
GM0310 | 395 | 1971 | 2674 | 1128 | 593 | 1333 | 371 | 389 | 287 | 174 | 2084 | 1197 | 1078 | 594 | 153 | 927 | 1014 | 2266 | 751 | 193 | 215.8981 | 226.9832 | 181.5002 | 163.1396 | 120.529 | 65 | 301.1948 | 272.1369 | 207.162 | 161.5336 | 115.2679 | 55 | 294.5071 | 262.4233 | 207.9061 | 168.7646 | 122.3941 | 55 | 277.4508 | 245.3556 | 183.8492 | 168.3958 | 130.2444 | 55 | 0.017845 | 0.09026 | 0.13653 | 0.059063 | 0.031336 | 0.069384 | 0.019367 | 0.02005 | 0.015091 | 0.0089935 | 0.11265 | 0.062574 | 0.054167 | 0.030971 | 0.0076494 | 0.048741 | 0.05187 | 0.11402 | 0.040348 | 0.0090888 | 2799 | 286.2583 | 190
GM1940 | 145 | 75 | 305 | 932 | 554 | 2513 | 809 | 1532 | 2896 | 789 | 897 | 1162 | 3387 | 2230 | 725 | 364 | 569 | 2367 | 635 | 295 | 207.7953 | 196.569 | 179.5313 | 152.3027 | 107.555 | 65 | 294.2257 | 288.3617 | 217.9207 | 152.5005 | 116.1933 | 55 | 301.7644 | 207.7638 | 193.1088 | 154.8606 | 113.512 | 55 | 286.321 | 193.1113 | 177.5809 | 160.9208 | 109.6063 | 55 | 0.0062693 | 0.0027259 | 0.013546 | 0.040537 | 0.021866 | 0.10716 | 0.034846 | 0.06593 | 0.12631 | 0.030793 | 0.039033 | 0.052143 | 0.14565 | 0.099102 | 0.029037 | 0.016253 | 0.025755 | 0.10248 | 0.028984 | 0.011584 | 4206 | 261.166 | 190
GM0736 | 225 | 152 | 965 | 1218 | 995 | 615 | 352 | 804 | 681 | 287 | 568 | 1068 | 1934 | 1009 | 318 | 162 | 1012 | 3472 | 2135 | 455 | 229.8194 | 172.794 | 165.473 | 157.2681 | 121.4764 | 65 | 292.6392 | 269.2052 | 213.7102 | 157.9135 | 114.0624 | 55 | 288.8523 | 239.3757 | 202.856 | 166.1654 | 121.2059 | 55 | 268.1834 | 202.9569 | 190.7214 | 167.4533 | 118.0926 | 55 | 0.012318 | 0.0083584 | 0.053886 | 0.068785 | 0.059019 | 0.032703 | 0.01968 | 0.042269 | 0.03598 | 0.015144 | 0.030757 | 0.056288 | 0.10517 | 0.055284 | 0.01724 | 0.0086209 | 0.053936 | 0.18359 | 0.11567 | 0.025313 | 3199 | 254.3475 | 190
GM1690 | 278 | 64 | 87 | 500 | 335 | 1754 | 669 | 1193 | 1083 | 351 | 185 | 415 | 1200 | 917 | 282 | 6 | 54 | 705 | 147 | 129 | 252.9966 | 208.6692 | 147.0371 | 173.8717 | 112.8398 | 65 | 297.8534 | 292.4838 | 219.5397 | 156.9982 | 118.9634 | 55 | 274.633 | 267.995 | 199.2181 | 166.4779 | 115.9736 | 55 | 267.0282 | 267.2106 | 177.5109 | 163.5529 | 115.9376 | 55 | 0.027217 | 0.0063391 | 0.0098746 | 0.051758 | 0.031289 | 0.18048 | 0.061747 | 0.10932 | 0.10978 | 0.034832 | 0.018333 | 0.037919 | 0.10833 | 0.088785 | 0.027181 | 0.00053547 | 0.0043945 | 0.064206 | 0.014487 | 0.013198 | 1395 | 270.3069 | 190
GM0503 | 5134 | 4961 | 13738 | 4912 | 4525 | 145 | 47 | 88 | 39 | 100 | 1162 | 422 | 1138 | 796 | 559 | 5114 | 730 | 3217 | 3029 | 1281 | 256.4286 | 221.0444 | 199.7857 | 168.5998 | 118.2585 | 65 | 309.8105 | 275.449 | 237.6787 | 166.0993 | 113.2065 | 55 | 289.0268 | 246.7087 | 208.3809 | 162.0642 | 116.3653 | 55 | 259.791 | 224.8906 | 191.4195 | 162.1841 | 114.1114 | 55 | 0.097299 | 0.098454 | 0.28259 | 0.092237 | 0.082096 | 0.0028682 | 0.00087013 | 0.0019481 | 0.00073971 | 0.0019385 | 0.021552 | 0.0078468 | 0.023883 | 0.016159 | 0.0099667 | 0.096441 | 0.013724 | 0.067246 | 0.058959 | 0.023183 | 4376 | 261.1814 | 190
GM0518 | 84640 | 37218 | 31729 | 34317 | 16752 | 486 | 210 | 270 | 638 | 682 | 3339 | 898 | 1177 | 4363 | 2782 | 16816 | 1983 | 3641 | 13675 | 7562 | 252.4165 | 229.9613 | 197.7956 | 158.2852 | 116.3752 | 65 | 303.0662 | 290.7245 | 219.7075 | 126.7061 | 114.9881 | 55 | 304.6304 | 267.1971 | 207.205 | 130.5485 | 115.3113 | 55 | 271.2382 | 240.7694 | 185.2718 | 125.1525 | 111.2855 | 55 | 0.3251 | 0.13963 | 0.12184 | 0.12646 | 0.069927 | 0.0018886 | 0.00078151 | 0.0011966 | 0.0022429 | 0.0026544 | 0.012435 | 0.0033487 | 0.004379 | 0.015338 | 0.010886 | 0.062922 | 0.0074101 | 0.01363 | 0.04874 | 0.029186 | 22389 | 235.7481 | 190
GM0400 | 299 | 1972 | 2831 | 1244 | 1025 | 186 | 153 | 362 | 645 | 139 | 1353 | 1241 | 1754 | 1030 | 279 | 3822 | 3248 | 4966 | 1379 | 294 | 223.6588 | 207.6251 | 161.462 | 164.7299 | 123.4856 | 65 | 327.0144 | 269.2034 | 225.9018 | 139.4291 | 106.7504 | 55 | 286.6328 | 202.208 | 193.2044 | 155.8394 | 110.5746 | 55 | 271.4294 | 180.8728 | 174.765 | 167.2399 | 113.1426 | 55 | 0.010016 | 0.063756 | 0.090141 | 0.040313 | 0.032739 | 0.005927 | 0.0054468 | 0.013991 | 0.025258 | 0.0048699 | 0.047279 | 0.045199 | 0.066103 | 0.037708 | 0.0088817 | 0.1291 | 0.11815 | 0.19432 | 0.051328 | 0.0094746 | 5588 | 272.7215 | 190
GM0762 | 48 | 103 | 404 | 594 | 710 | 502 | 969 | 1283 | 925 | 373 | 315 | 893 | 1732 | 1090 | 340 | 37 | 324 | 1819 | 1044 | 384 | 208.7209 | 174.2149 | 186.9947 | 155.5666 | 83.5539 | 65 | 287.6691 | 291.5747 | 223.2232 | 149.767 | 121.8824 | 55 | 295.8669 | 242.515 | 197.0104 | 160.5735 | 120.5491 | 55 | 229.0942 | 234.1354 | 167.7894 | 158.8635 | 108.7734 | 55 | 0.0036085 | 0.0074066 | 0.028087 | 0.042162 | 0.062173 | 0.035058 | 0.069419 | 0.089064 | 0.063808 | 0.030618 | 0.023122 | 0.064196 | 0.11972 | 0.074679 | 0.027125 | 0.0024956 | 0.022511 | 0.12808 | 0.074895 | 0.031772 | 905 | 259.3263 | 190
GM0150 | 2274 | 3395 | 4123 | 3378 | 1672 | 1142 | 441 | 768 | 1269 | 615 | 2706 | 1383 | 2449 | 2655 | 1151 | 4301 | 1999 | 3733 | 4914 | 1681 | 207.0374 | 198.5863 | 236.0459 | 146.1815 | 116.5544 | 65 | 299.3174 | 283.3504 | 217.4747 | 147.9089 | 115.1007 | 55 | 267.5558 | 227.3585 | 208.0794 | 160.8389 | 116.4531 | 55 | 241.8315 | 198.555 | 199.8025 | 155.3252 | 119.6106 | 55 | 0.049236 | 0.085696 | 0.094307 | 0.068441 | 0.035204 | 0.024059 | 0.011562 | 0.016405 | 0.025972 | 0.012762 | 0.057006 | 0.034228 | 0.052585 | 0.05316 | 0.023604 | 0.091647 | 0.048554 | 0.081325 | 0.099868 | 0.034379 | 4610 | 247.7936 | 190
GM0384 | 104 | 1065 | 3617 | 1692 | 2794 | 20 | 20 | 20 | 36 | 59 | 79 | 166 | 492 | 663 | 185 | 185 | 375 | 1491 | 1485 | 471 | 245.9778 | 257.8407 | 180.5427 | 147.9571 | 115.9724 | 65 | 235.2258 | 232.7021 | 243.5025 | 182.1456 | 118 | 55 | 270.6848 | 183.8269 | 196.0971 | 159.8128 | 118.1703 | 55 | 240.092 | 172.4407 | 194.8731 | 150.511 | 115.8203 | 55 | 0.0074223 | 0.066698 | 0.24038 | 0.10633 | 0.20016 | 0.0015598 | 0.0014135 | 0.0015921 | 0.0027232 | 0.0044967 | 0.0050423 | 0.010473 | 0.032717 | 0.041736 | 0.01374 | 0.012107 | 0.024436 | 0.099177 | 0.094129 | 0.033661 | 1757 | 212.9869 | 190
GM1774 | 193 | 143 | 354 | 466 | 375 | 477 | 605 | 1730 | 1352 | 503 | 237 | 614 | 1473 | 872 | 286 | 55 | 180 | 618 | 295 | 144 | 262.1604 | 222.864 | 147.0691 | 121.9432 | 94.1349 | 65 | 316.7311 | 296.4397 | 221.7153 | 150.8983 | 117.8395 | 55 | 296.3787 | 235.628 | 195.5747 | 155.8191 | 118.9074 | 55 | 238.9503 | 210.798 | 174.0858 | 142.5791 | 104.2609 | 55 | 0.017619 | 0.012777 | 0.03367 | 0.042148 | 0.035966 | 0.041891 | 0.052037 | 0.15673 | 0.12203 | 0.048095 | 0.021106 | 0.051438 | 0.137 | 0.079775 | 0.028042 | 0.0047784 | 0.014731 | 0.057736 | 0.028234 | 0.014198 | 889 | 246.2082 | 190
GM0221 | 124 | 68 | 236 | 238 | 443 | 61 | 46 | 60 | 239 | 19 | 242 | 317 | 617 | 289 | 94 | 363 | 540 | 797 | 379 | 84 | 221.016 | 178.1958 | 178.2529 | 150.5368 | 116.3364 | 65 | 325.0502 | 233.5333 | 217.7501 | 148.9595 | 104.8237 | 55 | 306.7237 | 200.6501 | 178.6396 | 152.9797 | 104.7782 | 55 | 294.1716 | 168.3061 | 157.9481 | 143.2794 | 97.3515 | 55 | 0.023655 | 0.012732 | 0.048774 | 0.042045 | 0.091724 | 0.011269 | 0.010332 | 0.010906 | 0.045103 | 0.0024707 | 0.050112 | 0.061325 | 0.1113 | 0.053526 | 0.016872 | 0.073573 | 0.10302 | 0.14557 | 0.071014 | 0.01468 | 492 | 287.5746 | 190
GM0222 | 243 | 820 | 2099 | 1954 | 1134 | 1204 | 593 | 929 | 1027 | 443 | 1166 | 1270 | 2745 | 1780 | 663 | 156 | 1106 | 3649 | 2500 | 664 | 276.5318 | 270.7096 | 197.19 | 150.1359 | 118.8172 | 65 | 311.1632 | 289.2475 | 215.5411 | 145.8509 | 116.0863 | 55 | 286.2429 | 228.5708 | 197.9371 | 158.1007 | 112.9827 | 55 | 282.733 | 189.4958 | 181.5872 | 148.0595 | 110.0413 | 55 | 0.0093637 | 0.031145 | 0.080956 | 0.075005 | 0.043208 | 0.045452 | 0.022744 | 0.035563 | 0.039342 | 0.01627 | 0.044949 | 0.048223 | 0.10503 | 0.069051 | 0.023866 | 0.0058008 | 0.04127 | 0.14088 | 0.097935 | 0.02394 | 2649 | 245.6301 | 190
GM0766 | 66 | 11 | 654 | 572 | 382 | 547 | 234 | 558 | 465 | 179 | 515 | 732 | 1104 | 706 | 401 | 152 | 478 | 1865 | 1128 | 563 | 236.2093 | 166.1596 | 174.534 | 106.7646 | 105.9702 | 65 | 305.6133 | 278.047 | 210.1406 | 160.809 | 120.3392 | 55 | 300.2495 | 252.558 | 203.4681 | 162.1418 | 115.664 | 55 | 306.4525 | 221.0199 | 182.8829 | 148.9705 | 110.6063 | 55 | 0.0056599 | 0.0010985 | 0.058946 | 0.04755 | 0.034496 | 0.048745 | 0.019839 | 0.050759 | 0.042681 | 0.016404 | 0.046516 | 0.064341 | 0.099686 | 0.061317 | 0.034604 | 0.013707 | 0.043221 | 0.16804 | 0.092514 | 0.049873 | 1165 | 259.8834 | 190
GM0505 | 3381 | 5556 | 8578 | 4392 | 2064 | 463 | 145 | 160 | 359 | 375 | 2213 | 1462 | 2621 | 1908 | 697 | 6233 | 2275 | 6448 | 4962 | 1178 | 251.06 | 234.063 | 176.7252 | 141.7661 | 114.1619 | 65 | 317.9289 | 277.9305 | 225.8015 | 166.4573 | 116.645 | 55 | 303.4001 | 249.3607 | 209.9581 | 162.4964 | 117.1179 | 55 | 285.5902 | 228.6584 | 194.2325 | 158.6652 | 117.5274 | 55 | 0.061568 | 0.097245 | 0.154 | 0.078013 | 0.03556 | 0.008583 | 0.0025685 | 0.0028263 | 0.0067739 | 0.0061786 | 0.040529 | 0.025935 | 0.048329 | 0.034921 | 0.011626 | 0.11713 | 0.040796 | 0.11719 | 0.090142 | 0.020092 | 7262 | 257.661 | 190
GM0498 | 98 | 4 | 176 | 370 | 263 | 1066 | 309 | 607 | 714 | 262 | 192 | 265 | 830 | 566 | 428 | 11 | 82 | 1165 | 596 | 358 | 217.8324 | 231.7027 | 185.3692 | 126.8173 | 104.5821 | 65 | 296.0776 | 264.5872 | 212.808 | 145.0119 | 115.8028 | 55 | 287.4705 | 244.7478 | 208.1034 | 150.7697 | 115.3712 | 55 | 284.2984 | 220.8319 | 191.3479 | 141.7083 | 113.5794 | 55 | 0.011908 | 0.00023035 | 0.020562 | 0.043026 | 0.028306 | 0.13708 | 0.036351 | 0.074967 | 0.091267 | 0.030473 | 0.025266 | 0.029434 | 0.092675 | 0.070769 | 0.047449 | 0.0013215 | 0.0079188 | 0.1313 | 0.079722 | 0.039978 | 653 | 264.6023 | 190
GM1719 | 97 | 73 | 193 | 645 | 422 | 806 | 502 | 836 | 741 | 256 | 513 | 845 | 1571 | 676 | 240 | 131 | 440 | 1790 | 656 | 342 | 293.5668 | 241.6074 | 159.1648 | 139.4788 | 112.207 | 65 | 301.9338 | 282.581 | 222.1588 | 158.1455 | 119.1549 | 55 | 300.1562 | 279.214 | 205.3436 | 171.054 | 119.1206 | 55 | 291.3845 | 249.8045 | 186.3602 | 158.2335 | 114.7567 | 55 | 0.008338 | 0.0057161 | 0.014391 | 0.051078 | 0.035367 | 0.070833 | 0.043842 | 0.073941 | 0.06578 | 0.021574 | 0.040578 | 0.071363 | 0.13384 | 0.057819 | 0.020313 | 0.010241 | 0.037662 | 0.15065 | 0.057831 | 0.02884 | 1119 | 267.2505 | 190
GM0303 | 0 | 43 | 308 | 857 | 995 | 0 | 220 | 933 | 1970 | 653 | 0 | 265 | 1520 | 2084 | 810 | 0 | 527 | 2971 | 2281 | 958 | 0 | 180.9554 | 199.8825 | 174.7551 | 126.5643 | 65 | 0 | 283.8838 | 215.5373 | 153.9526 | 116.8997 | 55 | 0 | 201.172 | 206.0893 | 162.8856 | 115.1262 | 55 | 0 | 187.1749 | 195.4594 | 158.4007 | 112.8415 | 55 | 0 | 0.0033034 | 0.017338 | 0.046279 | 0.059144 | 0 | 0.011859 | 0.050001 | 0.1093 | 0.042145 | 0 | 0.015206 | 0.086032 | 0.11609 | 0.054415 | 0 | 0.031614 | 0.167 | 0.12844 | 0.061841 | 2093 | 233.9735 | 190
GM0225 | 180 | 12 | 306 | 286 | 620 | 499 | 201 | 384 | 463 | 232 | 148 | 472 | 949 | 894 | 256 | 21 | 259 | 985 | 638 | 317 | 252.2742 | 0 | 230.7991 | 114.6552 | 118.0882 | 65 | 302.9155 | 300.7596 | 217.0428 | 152.606 | 116.9323 | 55 | 288.8121 | 233.7471 | 192.8379 | 157.0385 | 119.4064 | 55 | 312.8412 | 193.7262 | 179.2395 | 153.9441 | 113.7869 | 55 | 0.023438 | 0.0015071 | 0.039029 | 0.03885 | 0.072679 | 0.060651 | 0.023535 | 0.047548 | 0.05548 | 0.024417 | 0.018031 | 0.059195 | 0.11931 | 0.11514 | 0.027628 | 0.0023656 | 0.031735 | 0.12132 | 0.083953 | 0.03419 | 542 | 271.8406 | 190
GM0226 | 36 | 8 | 206 | 921 | 258 | 234 | 209 | 249 | 580 | 154 | 55 | 203 | 860 | 1704 | 325 | 2 | 101 | 1466 | 2837 | 329 | 199.8701 | 249.6809 | 173.504 | 155.2872 | 118.7807 | 65 | 288.2416 | 285.0611 | 217.1505 | 138.916 | 116.9651 | 55 | 321.8746 | 223.7989 | 205.6374 | 155.7058 | 120.4987 | 55 | 235.8102 | 263.2482 | 200.8056 | 152.5737 | 122.3683 | 55 | 0.0037734 | 0.0008225 | 0.02174 | 0.081079 | 0.028108 | 0.021669 | 0.01909 | 0.022982 | 0.057214 | 0.014892 | 0.0047247 | 0.018294 | 0.080997 | 0.15336 | 0.032469 | 0.00029379 | 0.0096333 | 0.13889 | 0.25637 | 0.03361 | 680 | 216.8326 | 190
GM0385 | 87 | 4 | 543 | 686 | 485 | 517 | 148 | 325 | 394 | 194 | 542 | 580 | 1601 | 976 | 369 | 652 | 1159 | 3137 | 2136 | 575 | 247.2661 | 118 | 164.1502 | 138.6112 | 101.8407 | 65 | 300.323 | 270.0083 | 212.7386 | 146.7115 | 117.2252 | 55 | 290.3233 | 236.7203 | 197.8876 | 166.5442 | 118.9855 | 55 | 282.214 | 236.0259 | 185.4451 | 156.8318 | 113.9685 | 55 | 0.0061893 | 0.00031369 | 0.039706 | 0.042154 | 0.030102 | 0.036197 | 0.010843 | 0.024044 | 0.02785 | 0.014119 | 0.036564 | 0.037731 | 0.1086 | 0.064332 | 0.024936 | 0.041193 | 0.071839 | 0.20971 | 0.13705 | 0.036523 | 1646 | 245.0965 | 190
GM0228 | 1044 | 1866 | 4736 | 3924 | 3453 | 2620 | 1561 | 1882 | 1695 | 941 | 1371 | 2503 | 2859 | 2738 | 1511 | 203 | 1521 | 4706 | 5625 | 2321 | 205.3352 | 258.5534 | 200.8754 | 168.6396 | 121.2211 | 65 | 295.311 | 276.2883 | 221.4738 | 154.7976 | 116.0733 | 55 | 287.2625 | 248.0543 | 208.5339 | 164.7402 | 116.7097 | 55 | 234.4994 | 239.6213 | 196.3352 | 167.7936 | 115.7095 | 55 | 0.020534 | 0.038925 | 0.10065 | 0.078878 | 0.068265 | 0.054931 | 0.032082 | 0.03778 | 0.034777 | 0.017932 | 0.029848 | 0.05334 | 0.05854 | 0.054944 | 0.028655 | 0.004697 | 0.033517 | 0.096958 | 0.11063 | 0.044113 | 5856 | 230.0168 | 190
GM0317 | 6 | 0 | 89 | 96 | 225 | 29 | 18 | 95 | 182 | 76 | 36 | 53 | 599 | 414 | 175 | 5 | 37 | 1025 | 645 | 197 | 0 | 0 | 162.4561 | 160.312 | 122.3099 | 65 | 317.1 | 305.1965 | 219.8973 | 166.5059 | 125.9064 | 55 | 242.8501 | 269.3701 | 214.9376 | 173.7435 | 123.0127 | 55 | 370.75 | 237.7291 | 194.8598 | 165.1363 | 118.7095 | 55 | 0.0016752 | 0 | 0.024292 | 0.024486 | 0.059048 | 0.007911 | 0.0045147 | 0.022219 | 0.04309 | 0.018667 | 0.0080775 | 0.011073 | 0.15094 | 0.10522 | 0.042099 | 0.0013358 | 0.0072565 | 0.256 | 0.16285 | 0.049253 | 310 | 186.1547 | 190
GM0230 | 301 | 74 | 124 | 455 | 363 | 370 | 406 | 506 | 360 | 200 | 182 | 768 | 1159 | 584 | 276 | 304 | 522 | 1479 | 615 | 320 | 299.7905 | 226.2405 | 160.6059 | 151.431 | 104.7409 | 65 | 299.0706 | 287.885 | 216.1339 | 154.7474 | 117.7432 | 55 | 294.1333 | 234.3193 | 195.1954 | 160.6909 | 116.0848 | 55 | 283.3787 | 240.3947 | 177.7559 | 148.7702 | 110.7441 | 55 | 0.031559 | 0.008042 | 0.014278 | 0.048466 | 0.034392 | 0.041062 | 0.046628 | 0.05261 | 0.038381 | 0.020953 | 0.021903 | 0.079711 | 0.12425 | 0.06166 | 0.027966 | 0.03392 | 0.053436 | 0.16248 | 0.063718 | 0.034585 | 1361 | 256.7358 | 190
GM0388 | 293 | 165 | 672 | 610 | 478 | 255 | 21 | 86 | 252 | 108 | 874 | 184 | 708 | 395 | 253 | 904 | 247 | 1572 | 524 | 246 | 204.0273 | 183.7442 | 191.5031 | 135.8453 | 130.2063 | 65 | 312.7145 | 202.7992 | 221.0988 | 151.3338 | 116.3928 | 55 | 307.9763 | 207.3276 | 202.8328 | 155.615 | 119.9908 | 55 | 304.7878 | 216.6436 | 190.4083 | 149.4294 | 117.5896 | 55 | 0.032468 | 0.019991 | 0.083705 | 0.061909 | 0.05519 | 0.026584 | 0.0021283 | 0.0091947 | 0.028318 | 0.01262 | 0.095688 | 0.017746 | 0.079999 | 0.048138 | 0.029469 | 0.099825 | 0.024957 | 0.18267 | 0.062651 | 0.026753 | 801 | 300.1481 | 190
GM0153 | 1408 | 6121 | 8641 | 6798 | 4148 | 1553 | 657 | 1046 | 1877 | 1137 | 8541 | 3411 | 4055 | 3442 | 1477 | 3122 | 3017 | 8112 | 5135 | 1720 | 257.1229 | 233.7563 | 200.9121 | 163.8025 | 122.6925 | 65 | 303.4973 | 290.9712 | 216.4738 | 149.9924 | 116.5356 | 55 | 279.7527 | 235.8061 | 197.8673 | 150.7265 | 114.2085 | 55 | 232.2542 | 219.9858 | 180.5015 | 145.1257 | 113.1737 | 55 | 0.018191 | 0.081154 | 0.11366 | 0.090444 | 0.054411 | 0.020932 | 0.0088112 | 0.013767 | 0.024629 | 0.014905 | 0.11396 | 0.045186 | 0.053687 | 0.046234 | 0.019204 | 0.04173 | 0.039979 | 0.10857 | 0.068442 | 0.022106 | 8867 | 198.4817 | 190
GM0232 | 216 | 286 | 988 | 882 | 577 | 1922 | 740 | 1001 | 659 | 353 | 329 | 629 | 1570 | 596 | 282 | 26 | 567 | 2141 | 533 | 330 | 272.4115 | 208.8649 | 166.3601 | 145.4995 | 115.2346 | 65 | 307.3008 | 275.8019 | 221.4622 | 160.742 | 118.4883 | 55 | 302.2514 | 216.2341 | 201.0879 | 160.8328 | 114.6856 | 55 | 313.8046 | 175.6908 | 179.4565 | 158.2027 | 107.6901 | 55 | 0.01428 | 0.018181 | 0.066894 | 0.065938 | 0.039391 | 0.13215 | 0.049635 | 0.061873 | 0.047773 | 0.025381 | 0.023864 | 0.03986 | 0.10217 | 0.046795 | 0.019283 | 0.0016265 | 0.038215 | 0.14017 | 0.042475 | 0.024047 | 2134 | 282.9085 | 190
GM0233 | 183 | 212 | 653 | 607 | 811 | 671 | 590 | 674 | 452 | 237 | 294 | 586 | 1336 | 596 | 272 | 27 | 319 | 1719 | 623 | 299 | 231.5202 | 237.4239 | 167.8806 | 152.1683 | 113.9101 | 65 | 294.4659 | 268.4795 | 210.4226 | 159.6552 | 124.7798 | 55 | 288.7762 | 218.5988 | 189.6379 | 162.2232 | 117.7472 | 55 | 263.0533 | 194.2718 | 181.3636 | 161.8181 | 113.8902 | 55 | 0.01517 | 0.02086 | 0.057847 | 0.053491 | 0.077168 | 0.060177 | 0.053374 | 0.060098 | 0.040204 | 0.022626 | 0.026958 | 0.053614 | 0.11741 | 0.052418 | 0.024321 | 0.0026506 | 0.028179 | 0.15222 | 0.05314 | 0.028077 | 3855 | 253.7447 | 190
GM0777 | 102 | 75 | 611 | 1396 | 1241 | 301 | 376 | 759 | 809 | 336 | 124 | 710 | 1837 | 1289 | 531 | 56 | 969 | 3907 | 2514 | 1118 | 278.0495 | 145.309 | 157.3786 | 133.5956 | 93.711 | 65 | 309.734 | 272.6775 | 215.6652 | 149.1399 | 113.7956 | 55 | 319.1366 | 251.0882 | 207.0219 | 154.3063 | 116.2025 | 55 | 262.4622 | 223.9365 | 187.7537 | 144.4865 | 111.9242 | 55 | 0.0043224 | 0.0033104 | 0.032019 | 0.073645 | 0.064013 | 0.016199 | 0.019773 | 0.040121 | 0.043578 | 0.015353 | 0.0065753 | 0.036992 | 0.098074 | 0.067906 | 0.025336 | 0.0027561 | 0.051231 | 0.2092 | 0.1345 | 0.055094 | 2104 | 193.9869 | 190
GM0779 | 71 | 55 | 413 | 725 | 568 | 310 | 136 | 351 | 253 | 69 | 344 | 542 | 1347 | 530 | 166 | 275 | 517 | 1816 | 777 | 364 | 265.3012 | 236.3186 | 229.793 | 167.9274 | 133.8185 | 65 | 316.7036 | 255.0106 | 211.983 | 158.5425 | 117.3105 | 55 | 293.2066 | 204.7749 | 185.6876 | 181.861 | 117.9741 | 55 | 247.6602 | 178.0416 | 169.0242 | 169.6643 | 117.4385 | 55 | 0.0067674 | 0.0054017 | 0.047144 | 0.071058 | 0.05117 | 0.034603 | 0.01511 | 0.037491 | 0.027107 | 0.0062111 | 0.035872 | 0.057265 | 0.14108 | 0.056667 | 0.015774 | 0.028708 | 0.055583 | 0.19186 | 0.08004 | 0.035081 | 1013 | 273.2338 | 190
GM0784 | 68 | 12 | 326 | 532 | 666 | 540 | 250 | 449 | 603 | 239 | 455 | 841 | 1290 | 730 | 253 | 83 | 599 | 1897 | 1052 | 422 | 240.3195 | 358 | 149.7944 | 133.5877 | 102.2999 | 65 | 306.2595 | 275.4181 | 225.3137 | 153.6718 | 114.919 | 55 | 310.5081 | 218.7471 | 180.9701 | 161.2974 | 115.0662 | 55 | 290.3651 | 188.9956 | 165.0511 | 154.0608 | 111.7516 | 55 | 0.006077 | 0.00098223 | 0.027864 | 0.044715 | 0.06323 | 0.049586 | 0.021692 | 0.039615 | 0.052249 | 0.019422 | 0.04178 | 0.071238 | 0.11668 | 0.065603 | 0.020537 | 0.0078003 | 0.052576 | 0.1709 | 0.091735 | 0.035718 | 1491 | 269.2541 | 190
GM1924 | 119 | 138 | 792 | 465 | 1329 | 1622 | 777 | 865 | 1169 | 456 | 1781 | 1329 | 1723 | 1321 | 751 | 1305 | 1162 | 2554 | 1251 | 873 | 249.6674 | 220.3553 | 184.0761 | 140.0594 | 116.7929 | 65 | 304.9149 | 290.9699 | 223.672 | 152.8991 | 121.2859 | 55 | 303.9781 | 247.7423 | 195.4692 | 158.2201 | 116.6357 | 55 | 293.7715 | 207.8082 | 175.2642 | 149.808 | 114.3901 | 55 | 0.0055499 | 0.0069522 | 0.036564 | 0.023047 | 0.065385 | 0.073323 | 0.033761 | 0.038592 | 0.05388 | 0.019936 | 0.082284 | 0.05966 | 0.078195 | 0.061681 | 0.033549 | 0.061691 | 0.052491 | 0.11557 | 0.057867 | 0.04002 | 7240 | 261.8254 | 190
GM0664 | 370 | 853 | 1177 | 950 | 1142 | 780 | 303 | 477 | 1093 | 351 | 1317 | 703 | 1527 | 1046 | 538 | 890 | 861 | 2495 | 1049 | 548 | 242.1246 | 239.6313 | 234.6752 | 179.2819 | 126.5294 | 65 | 297.5887 | 279.4369 | 222.8692 | 146.9191 | 117.4218 | 55 | 298.5294 | 263.6089 | 200.4617 | 165.0966 | 116.6098 | 55 | 282.2965 | 252.3855 | 185.7114 | 165.171 | 114.194 | 55 | 0.020191 | 0.043735 | 0.061893 | 0.049838 | 0.073092 | 0.040734 | 0.015983 | 0.024293 | 0.056672 | 0.019911 | 0.070661 | 0.036545 | 0.081396 | 0.054414 | 0.030501 | 0.047958 | 0.045428 | 0.13634 | 0.056003 | 0.034412 | 2570 | 245.3264 | 190
GM0785 | 42 | 32 | 631 | 408 | 515 | 229 | 188 | 543 | 364 | 190 | 369 | 587 | 1479 | 614 | 243 | 222 | 319 | 1872 | 1073 | 441 | 196.3415 | 246.2835 | 134.7686 | 110.1052 | 103.7472 | 65 | 328.5643 | 267.5649 | 216.5115 | 155.0464 | 122.7453 | 55 | 303.5957 | 246.8362 | 197.7385 | 158.0412 | 119.1401 | 55 | 273.3051 | 207.4485 | 177.9832 | 144.3873 | 112.5593 | 55 | 0.0044203 | 0.0031263 | 0.055327 | 0.039519 | 0.049797 | 0.021568 | 0.017051 | 0.05094 | 0.033492 | 0.019247 | 0.035495 | 0.053147 | 0.1438 | 0.059855 | 0.02587 | 0.021465 | 0.028466 | 0.18425 | 0.10639 | 0.046774 | 733 | 276.9352 | 190
GM1942 | 983 | 1853 | 2693 | 1855 | 916 | 829 | 161 | 188 | 131 | 129 | 4630 | 1568 | 916 | 597 | 241 | 3616 | 2969 | 1524 | 694 | 256 | 230.1511 | 264.5754 | 213.1757 | 163.8466 | 121.3772 | 65 | 297.7685 | 276.3226 | 214.4262 | 151.903 | 113.8847 | 55 | 294.6185 | 245.1792 | 210.3923 | 175.9381 | 116.6855 | 55 | 256.4051 | 219.1361 | 199.4582 | 173.8322 | 117.1065 | 55 | 0.038733 | 0.071223 | 0.10214 | 0.069586 | 0.035474 | 0.03138 | 0.0059398 | 0.0070354 | 0.0047594 | 0.0044014 | 0.16675 | 0.058453 | 0.036758 | 0.020916 | 0.0090375 | 0.131 | 0.11049 | 0.06188 | 0.023343 | 0.010701 | 4529 | 287.1573 | 190
GM0512 | 688 | 1643 | 2695 | 1199 | 1047 | 230 | 136 | 122 | 158 | 205 | 564 | 476 | 462 | 982 | 662 | 806 | 878 | 1036 | 2390 | 785 | 242.0579 | 240.9205 | 205.1036 | 167.2686 | 127.0396 | 65 | 308.8907 | 279.1604 | 207.9138 | 156.824 | 115.2066 | 55 | 285.1471 | 244.0375 | 207.9764 | 171.4251 | 116.2383 | 55 | 261.5927 | 222.8729 | 192.5009 | 159.155 | 115.8855 | 55 | 0.044556 | 0.087108 | 0.15399 | 0.075392 | 0.072016 | 0.012047 | 0.0081058 | 0.0071652 | 0.0089596 | 0.013793 | 0.030719 | 0.0226 | 0.027268 | 0.054275 | 0.04513 | 0.047175 | 0.041704 | 0.060945 | 0.13048 | 0.056568 | 1922 | 233.8255 | 190
GM0513 | 1124 | 2270 | 5340 | 2788 | 1942 | 220 | 63 | 95 | 125 | 78 | 1329 | 507 | 1880 | 1082 | 345 | 4726 | 1177 | 4270 | 3413 | 699 | 234.0972 | 242.2735 | 209.3753 | 163.6705 | 122.1102 | 65 | 293.7177 | 291.2627 | 202.1962 | 159.8981 | 112.2726 | 55 | 292.9634 | 256.4337 | 213.9526 | 174.5918 | 116.7618 | 55 | 278.3763 | 237.4813 | 199.2331 | 170.2155 | 116.697 | 55 | 0.03221 | 0.067969 | 0.16101 | 0.083986 | 0.054213 | 0.0067883 | 0.0019517 | 0.0030129 | 0.0038748 | 0.0020048 | 0.039516 | 0.015285 | 0.05677 | 0.032401 | 0.0091525 | 0.14173 | 0.036062 | 0.1293 | 0.10408 | 0.018685 | 3217 | 242.332 | 190
GM0014 | 22095 | 13050 | 16824 | 7854 | 9595 | 2271 | 680 | 817 | 1656 | 716 | 2789 | 1538 | 4848 | 3849 | 1815 | 6261 | 1690 | 10088 | 5844 | 2644 | 223.5109 | 218.0173 | 190.6005 | 155.4272 | 121.4206 | 65 | 296.2295 | 264.2852 | 209.2311 | 141.791 | 115.8741 | 55 | 276.3279 | 253.2609 | 195.6035 | 148.2532 | 115.9632 | 55 | 250.597 | 223.9765 | 182.5048 | 151.356 | 113.5145 | 55 | 0.19409 | 0.11549 | 0.14725 | 0.065866 | 0.07675 | 0.01826 | 0.0052159 | 0.006253 | 0.013543 | 0.0053353 | 0.02167 | 0.011989 | 0.041616 | 0.031863 | 0.01391 | 0.056547 | 0.014524 | 0.088895 | 0.049931 | 0.021 | 13065 | 247.1497 | 190
GM0158 | 95 | 329 | 287 | 469 | 431 | 513 | 307 | 563 | 845 | 245 | 357 | 719 | 1733 | 969 | 184 | 30 | 274 | 1291 | 699 | 169 | 252.9992 | 230.4779 | 221.1524 | 147.7184 | 128.4344 | 65 | 317.7435 | 295.682 | 211.4486 | 152.0236 | 116.0485 | 55 | 310.3912 | 221.9579 | 202.6594 | 159.1013 | 115.824 | 55 | 281.2163 | 190.6502 | 183.0823 | 158.3893 | 117.6467 | 55 | 0.010037 | 0.031897 | 0.025031 | 0.043211 | 0.044836 | 0.048354 | 0.028824 | 0.054569 | 0.080718 | 0.025298 | 0.034272 | 0.066545 | 0.1632 | 0.09102 | 0.018298 | 0.0026329 | 0.024796 | 0.12535 | 0.064554 | 0.016561 | 1105 | 291.9079 | 190
GM0392 | 11372 | 5365 | 10193 | 5410 | 4771 | 338 | 83 | 46 | 132 | 42 | 4211 | 811 | 1039 | 953 | 470 | 21959 | 2191 | 2960 | 2890 | 1468 | 255.1329 | 219.5796 | 206.0953 | 149.1429 | 114.3111 | 65 | 315.386 | 247.5412 | 248.8682 | 135.1551 | 113.3191 | 55 | 287.4431 | 248.5972 | 198.7701 | 158.9511 | 116.7083 | 55 | 260.5799 | 233.8147 | 177.794 | 153.228 | 111.5078 | 55 | 0.14582 | 0.071716 | 0.13375 | 0.06795 | 0.057802 | 0.0044094 | 0.0010112 | 0.00059536 | 0.001581 | 0.00056108 | 0.055525 | 0.010523 | 0.013812 | 0.012083 | 0.0058882 | 0.2933 | 0.028724 | 0.0397 | 0.037175 | 0.018068 | 8580 | 273.7754 | 190
GM0394 | 302 | 1173 | 3814 | 6941 | 3626 | 1093 | 518 | 1022 | 1441 | 804 | 2570 | 1410 | 4126 | 5024 | 1506 | 795 | 1951 | 10345 | 13092 | 2590 | 282.5174 | 250.3617 | 169.4927 | 158.8703 | 126.6563 | 65 | 300.6112 | 283.8705 | 220.1767 | 145.7073 | 117.2719 | 55 | 301.4892 | 259.3315 | 211.6049 | 154.481 | 119.9615 | 55 | 288.2526 | 237.9933 | 193.2816 | 147.0596 | 116.8093 | 55 | 0.0047515 | 0.018392 | 0.059127 | 0.10708 | 0.054653 | 0.017037 | 0.0082099 | 0.01616 | 0.022187 | 0.012084 | 0.040033 | 0.0223 | 0.065059 | 0.078768 | 0.023129 | 0.013013 | 0.030878 | 0.1622 | 0.20574 | 0.0392 | 8613 | 186.6831 | 190
GM1655 | 211 | 69 | 288 | 435 | 643 | 735 | 583 | 1240 | 946 | 307 | 469 | 770 | 1652 | 714 | 351 | 281 | 736 | 1704 | 750 | 494 | 156.0045 | 171.0422 | 167.6445 | 149.4996 | 113.1792 | 65 | 288.0812 | 282.1672 | 216.5062 | 152.4685 | 115.3011 | 55 | 304.9937 | 240.8866 | 190.0185 | 165.4943 | 116.8656 | 55 | 282.3062 | 196.0375 | 165.2179 | 157.0844 | 113.7174 | 55 | 0.01666 | 0.0056389 | 0.023665 | 0.033882 | 0.056186 | 0.053585 | 0.042023 | 0.09042 | 0.069397 | 0.024461 | 0.033751 | 0.056351 | 0.12152 | 0.050485 | 0.026846 | 0.020208 | 0.055611 | 0.12559 | 0.054383 | 0.039334 | 1706 | 266.2988 | 190
GM0160 | 250 | 455 | 438 | 1128 | 1302 | 2141 | 1517 | 1740 | 1664 | 806 | 814 | 1208 | 2572 | 2258 | 978 | 90 | 682 | 2877 | 1161 | 735 | 280.8701 | 234.8127 | 205.9574 | 164.0096 | 103.7846 | 65 | 309.0476 | 281.5356 | 226.1849 | 154.8644 | 115.4374 | 55 | 298.277 | 211.1392 | 184.2455 | 162.2174 | 115.167 | 55 | 283.7466 | 159.7532 | 169.939 | 158.3658 | 113.6739 | 55 | 0.0098768 | 0.020461 | 0.016754 | 0.043442 | 0.049234 | 0.087742 | 0.062609 | 0.072521 | 0.065585 | 0.030617 | 0.033273 | 0.051271 | 0.10681 | 0.087539 | 0.036351 | 0.0036545 | 0.027817 | 0.11919 | 0.047767 | 0.02749 | 3508 | 273.0664 | 190
GM0243 | 352 | 227 | 1781 | 2364 | 1419 | 343 | 226 | 222 | 643 | 317 | 419 | 1169 | 1149 | 945 | 876 | 428 | 1571 | 2583 | 1812 | 1383 | 253.9356 | 238.5069 | 202.7882 | 159.8544 | 124.0216 | 65 | 310.2253 | 277.5127 | 205.1765 | 155.2055 | 115.2231 | 55 | 289.8573 | 233.787 | 197.4764 | 157.1851 | 116.036 | 55 | 269.821 | 207.0354 | 190.1052 | 158.9911 | 115.1619 | 55 | 0.016776 | 0.011245 | 0.081831 | 0.11919 | 0.072148 | 0.016355 | 0.010982 | 0.010939 | 0.031442 | 0.016675 | 0.01875 | 0.057608 | 0.057454 | 0.048695 | 0.044198 | 0.021562 | 0.077312 | 0.1278 | 0.091317 | 0.067722 | 2277 | 247.1258 | 190
GM0523 | 95 | 104 | 778 | 484 | 358 | 505 | 89 | 147 | 282 | 119 | 711 | 462 | 529 | 362 | 228 | 129 | 331 | 1039 | 461 | 254 | 323.4325 | 152.6683 | 178.9556 | 166.3163 | 121.1969 | 65 | 319.9039 | 307.961 | 219.067 | 155.3955 | 118.3607 | 55 | 313.4491 | 245.3972 | 193.8237 | 163.7013 | 115.9087 | 55 | 286.183 | 210.2197 | 168.9725 | 156.6333 | 115.1733 | 55 | 0.012083 | 0.013288 | 0.10662 | 0.064759 | 0.047913 | 0.065579 | 0.010703 | 0.020815 | 0.036897 | 0.016231 | 0.095006 | 0.063104 | 0.070207 | 0.048574 | 0.032819 | 0.018149 | 0.043828 | 0.13591 | 0.06282 | 0.034696 | 691 | 230.2189 | 190
GM0072 | 242 | 154 | 488 | 450 | 341 | 199 | 70 | 154 | 363 | 76 | 473 | 272 | 1038 | 279 | 275 | 893 | 341 | 1263 | 159 | 236 | 247.197 | 201.8299 | 207.3464 | 157.9232 | 116.9857 | 65 | 307.3836 | 260.8357 | 209.4037 | 143.535 | 112.9374 | 55 | 285.3427 | 173.7075 | 181.8435 | 151.4442 | 119.0582 | 55 | 262.4782 | 136.5567 | 162.4207 | 147.9932 | 115.7669 | 55 | 0.030733 | 0.015479 | 0.062509 | 0.061348 | 0.043214 | 0.02444 | 0.0084276 | 0.019396 | 0.049678 | 0.0096504 | 0.059328 | 0.032962 | 0.13646 | 0.036784 | 0.035996 | 0.115 | 0.044571 | 0.16578 | 0.019975 | 0.028276 | 812 | 264.76 | 190
GM0244 | 111 | 240 | 95 | 184 | 149 | 409 | 236 | 293 | 188 | 146 | 281 | 358 | 557 | 244 | 135 | 226 | 325 | 680 | 250 | 133 | 263.3376 | 162.3665 | 144.7213 | 120.0336 | 104.0479 | 65 | 307.7539 | 279.4998 | 213.052 | 147.5373 | 114.1845 | 55 | 310.7024 | 244.1137 | 173.234 | 156.6845 | 112.7374 | 55 | 282.5725 | 224.8696 | 164.2138 | 157.737 | 100.0551 | 55 | 0.020904 | 0.047563 | 0.0188 | 0.032129 | 0.030737 | 0.0769 | 0.04237 | 0.056354 | 0.035713 | 0.025089 | 0.053864 | 0.068059 | 0.10699 | 0.046349 | 0.023744 | 0.04408 | 0.063266 | 0.13359 | 0.048828 | 0.024664 | 640 | 274.2818 | 190
GM0396 | 22 | 966 | 2099 | 1089 | 1579 | 158 | 134 | 333 | 314 | 150 | 166 | 853 | 1063 | 896 | 483 | 89 | 1604 | 2233 | 2127 | 1205 | 300.311 | 232.8686 | 181.2691 | 155.8899 | 132.9853 | 65 | 279.479 | 266.1081 | 222.9552 | 147.0542 | 130.7562 | 55 | 282.7209 | 236.3679 | 214.6554 | 165.2042 | 120.8275 | 55 | 264.2777 | 209.202 | 198.6703 | 164.8205 | 118.944 | 55 | 0.0016563 | 0.05351 | 0.11511 | 0.061106 | 0.10196 | 0.0096272 | 0.0072442 | 0.017589 | 0.018021 | 0.0096217 | 0.010728 | 0.045804 | 0.056492 | 0.052534 | 0.030339 | 0.0062691 | 0.084341 | 0.12048 | 0.12194 | 0.075617 | 2617 | 244.7964 | 190
GM0397 | 446 | 503 | 1277 | 1058 | 913 | 357 | 84 | 73 | 23 | 38 | 1929 | 571 | 446 | 230 | 72 | 2160 | 780 | 912 | 584 | 156 | 261.8738 | 240.6816 | 261.5751 | 164.6594 | 116.2372 | 65 | 302.2061 | 271.5453 | 219.8608 | 167.4005 | 112.1352 | 55 | 302.871 | 248.1919 | 211.1946 | 176.8728 | 119.9609 | 55 | 279.7271 | 220.1529 | 191.5773 | 176.9201 | 114.5344 | 55 | 0.03743 | 0.043425 | 0.10081 | 0.085238 | 0.074392 | 0.027744 | 0.0063262 | 0.0059435 | 0.0019036 | 0.0030761 | 0.15133 | 0.043789 | 0.034898 | 0.01851 | 0.0071331 | 0.16729 | 0.060738 | 0.071484 | 0.044907 | 0.013632 | 1780 | 310.0022 | 190
GM0246 | 202 | 45 | 271 | 391 | 346 | 1091 | 590 | 609 | 465 | 241 | 184 | 489 | 784 | 422 | 284 | 11 | 168 | 755 | 328 | 234 | 295.1861 | 207.0532 | 167.2238 | 142.7393 | 109.9116 | 65 | 304.5041 | 278.2944 | 226.5012 | 156.5068 | 120.2727 | 55 | 299.9246 | 227.2566 | 196.3672 | 164.4785 | 116.2645 | 55 | 346.7261 | 198.0137 | 172.8857 | 157.5161 | 107.0412 | 55 | 0.026163 | 0.0051153 | 0.033388 | 0.048547 | 0.043414 | 0.14282 | 0.074811 | 0.07671 | 0.059415 | 0.027676 | 0.024631 | 0.06142 | 0.10009 | 0.055973 | 0.034579 | 0.0016156 | 0.018264 | 0.095907 | 0.040649 | 0.028802 | 610 | 262.2824 | 190
GM0074 | 184 | 403 | 2046 | 2118 | 566 | 2374 | 810 | 1094 | 1997 | 539 | 992 | 999 | 2034 | 1545 | 807 | 228 | 919 | 2116 | 829 | 772 | 253.7886 | 255.856 | 213.0681 | 159.8076 | 112.6446 | 65 | 301.9824 | 277.745 | 218.974 | 146.2734 | 116.5596 | 55 | 291.7785 | 229.7966 | 194.9366 | 164.6943 | 117.9446 | 55 | 280.7326 | 223.418 | 188.0647 | 163.37 | 117.3009 | 55 | 0.0074394 | 0.017539 | 0.086426 | 0.089989 | 0.021602 | 0.10403 | 0.03529 | 0.047059 | 0.088264 | 0.021161 | 0.042736 | 0.043355 | 0.087077 | 0.066598 | 0.032916 | 0.0095381 | 0.040404 | 0.091023 | 0.037117 | 0.030435 | 3066 | 240.9454 | 190
GM0398 | 27 | 68 | 835 | 2268 | 2099 | 388 | 282 | 401 | 813 | 573 | 89 | 232 | 2199 | 1498 | 1090 | 8 | 164 | 6059 | 3503 | 1395 | 309.9003 | 199.624 | 142.8555 | 128.4317 | 115.4984 | 65 | 294.9312 | 271.2891 | 217.972 | 150.6165 | 116.256 | 55 | 265.1816 | 247.6052 | 202.2102 | 147.5118 | 118.3394 | 55 | 358 | 166.5904 | 186.2067 | 132.7601 | 116.0708 | 55 | 0.0012205 | 0.0025415 | 0.034901 | 0.093808 | 0.085335 | 0.016831 | 0.012124 | 0.016888 | 0.035414 | 0.023029 | 0.0036542 | 0.0096027 | 0.093381 | 0.066173 | 0.042706 | 0.00027801 | 0.007066 | 0.25177 | 0.14708 | 0.056202 | 0 | 204.1598 | 190
GM0399 | 60 | 54 | 633 | 1057 | 861 | 910 | 374 | 364 | 300 | 199 | 603 | 724 | 1041 | 409 | 228 | 96 | 571 | 1455 | 649 | 186 | 248.7356 | 216.8693 | 163.8131 | 126.9459 | 98.2488 | 65 | 298.596 | 267.945 | 224.3686 | 142.7042 | 116.3746 | 55 | 295.0239 | 243.311 | 200.6853 | 160.1537 | 113.2526 | 55 | 295.0017 | 236.2924 | 188.1722 | 156.7714 | 108.3603 | 55 | 0.0056154 | 0.0052831 | 0.05867 | 0.101 | 0.084332 | 0.087787 | 0.036807 | 0.031296 | 0.025384 | 0.020134 | 0.06169 | 0.071393 | 0.08827 | 0.033457 | 0.024066 | 0.0096784 | 0.051285 | 0.12862 | 0.056012 | 0.019218 | 1370 | 302.255 | 190
GM0163 | 108 | 76 | 447 | 1116 | 395 | 1206 | 641 | 1050 | 798 | 405 | 657 | 1112 | 1796 | 1190 | 386 | 116 | 502 | 1767 | 934 | 169 | 287.5398 | 262.805 | 179.145 | 158.1344 | 119.2014 | 65 | 299.6228 | 278.0426 | 216.1818 | 154.3966 | 112.3792 | 55 | 300.8178 | 230.8674 | 186.7267 | 161.8963 | 113.1513 | 55 | 298.5974 | 209.8858 | 170.4267 | 166.7943 | 117.512 | 55 | 0.0070568 | 0.0056126 | 0.027501 | 0.070394 | 0.024962 | 0.080505 | 0.043346 | 0.070949 | 0.053954 | 0.028999 | 0.043096 | 0.07431 | 0.12216 | 0.080866 | 0.028663 | 0.0074559 | 0.033055 | 0.12128 | 0.06423 | 0.011602 | 1967 | 211.0534 | 190
GM0530 | 60 | 39 | 2471 | 1521 | 656 | 409 | 144 | 245 | 686 | 152 | 276 | 398 | 2085 | 1041 | 178 | 112 | 592 | 4749 | 1922 | 301 | 305.8408 | 267.6802 | 155.9197 | 153.7533 | 118.1405 | 65 | 297.5626 | 269.2111 | 209.7599 | 150.4611 | 120.3468 | 55 | 291.6675 | 218.0792 | 213.4383 | 164.4672 | 116.0388 | 55 | 284.9218 | 187.5861 | 202.0962 | 165.1704 | 116.3829 | 55 | 0.0034725 | 0.0027107 | 0.14152 | 0.083761 | 0.040387 | 0.02248 | 0.0075985 | 0.01312 | 0.034666 | 0.0094558 | 0.015517 | 0.022657 | 0.11163 | 0.057599 | 0.010416 | 0.006988 | 0.038013 | 0.25597 | 0.10387 | 0.018172 | 1774 | 215.5265 | 190
GM0531 | 5 | 229 | 1040 | 540 | 1021 | 177 | 55 | 134 | 198 | 246 | 237 | 519 | 817 | 600 | 667 | 78 | 1068 | 1760 | 1335 | 1583 | 134.8507 | 270.8511 | 194.4007 | 171.2459 | 113.8509 | 65 | 303.2795 | 298.0036 | 227.2128 | 148.9691 | 116.2688 | 55 | 301.0664 | 227.6644 | 207.8973 | 162.4876 | 118.4829 | 55 | 290.7901 | 226.5071 | 200.4648 | 154.5123 | 115.1529 | 55 | 0.0003248 | 0.018933 | 0.084672 | 0.040645 | 0.084934 | 0.014359 | 0.0046409 | 0.0091569 | 0.016866 | 0.022958 | 0.019031 | 0.04177 | 0.062982 | 0.048644 | 0.059729 | 0.0062833 | 0.086121 | 0.13314 | 0.11067 | 0.13413 | 1185 | 220.9239 | 190
GM0164 | 417 | 2965 | 2986 | 3400 | 1639 | 1420 | 392 | 982 | 1213 | 501 | 4287 | 1866 | 2995 | 1724 | 603 | 1568 | 1528 | 4963 | 2411 | 880 | 200.4151 | 172.7733 | 196.559 | 140.7883 | 102.8572 | 65 | 314.7482 | 272.4615 | 211.049 | 152.3079 | 115.3399 | 55 | 302.5368 | 249.3811 | 193.7915 | 167.0791 | 117.1561 | 55 | 265.7881 | 218.9119 | 173.3833 | 155.5635 | 114.31 | 55 | 0.011046 | 0.075501 | 0.079715 | 0.089857 | 0.039891 | 0.038247 | 0.01093 | 0.027124 | 0.03234 | 0.012233 | 0.11174 | 0.047299 | 0.078413 | 0.042925 | 0.014433 | 0.040713 | 0.038169 | 0.1277 | 0.0609 | 0.020817 | 5509 | 234.7511 | 190
GM0252 | 39 | 12 | 196 | 829 | 152 | 271 | 220 | 524 | 554 | 134 | 133 | 187 | 1001 | 793 | 158 | 7 | 72 | 1080 | 702 | 157 | 226.7905 | 236.351 | 142.009 | 145.5452 | 107.5876 | 65 | 317.5272 | 260.5891 | 215.6969 | 154.9987 | 114.585 | 55 | 300.468 | 246.0895 | 194.4587 | 156.4336 | 119.8189 | 55 | 358 | 204.5341 | 176.9063 | 157.2087 | 116.408 | 55 | 0.0058241 | 0.0016371 | 0.028431 | 0.10732 | 0.022329 | 0.037714 | 0.032102 | 0.072882 | 0.070977 | 0.022949 | 0.017335 | 0.028798 | 0.1427 | 0.10074 | 0.027301 | 0.0011781 | 0.011128 | 0.15372 | 0.088132 | 0.026802 | 663 | 206.634 | 190
GM0797 | 71 | 108 | 392 | 1248 | 977 | 762 | 504 | 928 | 1048 | 451 | 402 | 1383 | 2103 | 1299 | 503 | 173 | 1148 | 3374 | 1702 | 617 | 206.9452 | 254.9529 | 155.7234 | 133.4366 | 101.7369 | 65 | 305.5956 | 286.5171 | 217.5617 | 150.9004 | 116.0221 | 55 | 290.7063 | 266.6346 | 190.069 | 160.5893 | 117.251 | 55 | 277.3016 | 232.3181 | 169.8158 | 158.8201 | 115.0253 | 55 | 0.0037648 | 0.0055997 | 0.020067 | 0.069027 | 0.062439 | 0.037962 | 0.025393 | 0.04619 | 0.058427 | 0.022031 | 0.020263 | 0.070364 | 0.11039 | 0.064451 | 0.024316 | 0.0080479 | 0.059556 | 0.17536 | 0.084317 | 0.032041 | 2069 | 247.6684 | 190
GM0534 | 185 | 371 | 841 | 640 | 848 | 221 | 72 | 134 | 156 | 84 | 750 | 271 | 689 | 369 | 286 | 832 | 394 | 1714 | 639 | 357 | 267.5384 | 247.8093 | 182.0619 | 159.4955 | 121.0216 | 65 | 311.4905 | 294.2688 | 223.9531 | 150.4721 | 116.7425 | 55 | 299.0969 | 227.4466 | 199.144 | 158.8549 | 117.444 | 55 | 285.9194 | 206.5206 | 197.2226 | 167.345 | 116.0541 | 55 | 0.019505 | 0.041851 | 0.07829 | 0.069321 | 0.08039 | 0.022629 | 0.0067468 | 0.013692 | 0.016382 | 0.0088127 | 0.077749 | 0.02608 | 0.074125 | 0.037618 | 0.026942 | 0.08907 | 0.041688 | 0.17388 | 0.06072 | 0.034507 | 879 | 249.8135 | 190
GM0798 | 32 | 119 | 69 | 227 | 286 | 307 | 446 | 686 | 572 | 230 | 217 | 369 | 839 | 590 | 248 | 75 | 110 | 602 | 493 | 181 | 130.5834 | 335.1079 | 139.7336 | 110.8149 | 95.7965 | 65 | 278.3499 | 265.8106 | 217.6429 | 151.7725 | 118.8762 | 55 | 293.6529 | 258.0379 | 201.257 | 159.5966 | 117.0605 | 55 | 286.3167 | 224.658 | 175.4406 | 153.5092 | 113.2683 | 55 | 0.0049324 | 0.01982 | 0.0082938 | 0.029777 | 0.037143 | 0.048079 | 0.068856 | 0.11108 | 0.094471 | 0.036816 | 0.031954 | 0.052055 | 0.1198 | 0.090283 | 0.037575 | 0.0095929 | 0.014637 | 0.08291 | 0.072458 | 0.029467 | 1074 | 268.3014 | 190
GM0402 | 2072 | 5073 | 3828 | 4046 | 2075 | 1012 | 277 | 198 | 105 | 97 | 6854 | 1073 | 1048 | 327 | 325 | 8093 | 2317 | 2513 | 643 | 708 | 259.5278 | 236.9287 | 177.2626 | 158.791 | 119.1469 | 65 | 301.4304 | 285.2068 | 208.7429 | 150.2246 | 111.7444 | 55 | 285.6558 | 231.7154 | 191.99 | 151.6637 | 115.1808 | 55 | 255.8076 | 208.5217 | 177.134 | 145.2647 | 114.8783 | 55 | 0.04556 | 0.12362 | 0.091152 | 0.090654 | 0.046029 | 0.023895 | 0.0062545 | 0.0048449 | 0.0023484 | 0.0020561 | 0.16061 | 0.025518 | 0.024693 | 0.0069028 | 0.0071892 | 0.19146 | 0.055871 | 0.061644 | 0.014093 | 0.015604 | 5286 | 250.6422 | 190
GM1735 | 209 | 124 | 491 | 556 | 650 | 1321 | 724 | 1272 | 1173 | 508 | 877 | 896 | 2048 | 962 | 454 | 266 | 361 | 1419 | 586 | 317 | 331.611 | 233.5343 | 199.4663 | 137.0507 | 108.01 | 65 | 306.2671 | 290.0056 | 216.0958 | 152.5406 | 115.6069 | 55 | 292.4494 | 218.1006 | 188.5669 | 159.3056 | 118.8453 | 55 | 205.2803 | 188.1223 | 168.387 | 152.8991 | 114.8557 | 55 | 0.014302 | 0.007869 | 0.034182 | 0.036296 | 0.044544 | 0.086401 | 0.046788 | 0.082327 | 0.076441 | 0.035875 | 0.057157 | 0.058355 | 0.13195 | 0.062078 | 0.031411 | 0.017216 | 0.023318 | 0.092247 | 0.037891 | 0.023352 | 2108 | 295.018 | 190
GM1911 | 123 | 77 | 472 | 918 | 390 | 2601 | 879 | 1013 | 1450 | 590 | 943 | 1033 | 2172 | 1386 | 670 | 247 | 760 | 3274 | 1182 | 607 | 271.0579 | 162.8133 | 176.8634 | 146.7536 | 115.8589 | 65 | 299.5873 | 279.41 | 225.5698 | 150.5538 | 118.318 | 55 | 300.3431 | 244.2968 | 200.1829 | 157.5718 | 119.2523 | 55 | 313.7091 | 192.5176 | 179.5886 | 154.1067 | 116.4009 | 55 | 0.0062508 | 0.0034827 | 0.023522 | 0.043902 | 0.019901 | 0.11727 | 0.040838 | 0.048688 | 0.06617 | 0.027965 | 0.042251 | 0.050589 | 0.10674 | 0.066826 | 0.032582 | 0.011745 | 0.038738 | 0.16598 | 0.057609 | 0.028955 | 2086 | 271.4523 | 190
GM0405 | 588 | 412 | 3440 | 3539 | 1192 | 356 | 142 | 261 | 1030 | 419 | 677 | 429 | 3108 | 1958 | 850 | 1483 | 588 | 7573 | 4064 | 1180 | 240.7443 | 149.4993 | 175.8564 | 130.9019 | 117.3783 | 65 | 291.067 | 292.6998 | 217.5637 | 148.3835 | 116.831 | 55 | 299.6706 | 244.1729 | 194.9279 | 163.9906 | 115.8331 | 55 | 283.5836 | 210.8551 | 180.3551 | 161.7851 | 109.0693 | 55 | 0.017053 | 0.012147 | 0.10448 | 0.10651 | 0.034769 | 0.010893 | 0.0042268 | 0.0081115 | 0.031388 | 0.012054 | 0.01965 | 0.013848 | 0.09342 | 0.058404 | 0.026995 | 0.044243 | 0.018587 | 0.22476 | 0.12212 | 0.036343 | 2309 | 249.4578 | 190
GM0321 | 54 | 12 | 1057 | 2280 | 1443 | 319 | 137 | 320 | 513 | 222 | 166 | 208 | 1089 | 2374 | 731 | 46 | 148 | 2682 | 5360 | 1385 | 247.6834 | 215.9877 | 203.0342 | 159.0185 | 118.0328 | 65 | 264.8366 | 291.4029 | 224.0668 | 142.7852 | 117.3315 | 55 | 305.9806 | 264.5469 | 202.0248 | 155.3773 | 117.3953 | 55 | 317.1978 | 258.4952 | 194.587 | 149.2517 | 115.5146 | 55 | 0.0030493 | 0.00062547 | 0.049119 | 0.11293 | 0.073574 | 0.014995 | 0.0073701 | 0.014591 | 0.025716 | 0.011673 | 0.0094096 | 0.0099442 | 0.047201 | 0.11552 | 0.040001 | 0.0028601 | 0.0069012 | 0.11675 | 0.26473 | 0.073027 | 1450 | 176.0912 | 190
GM0406 | 163 | 130 | 1953 | 2023 | 949 | 358 | 243 | 161 | 232 | 63 | 1073 | 1150 | 2163 | 580 | 82 | 422 | 1018 | 5102 | 955 | 136 | 243.64 | 288.5187 | 195.137 | 185.4308 | 122.4105 | 65 | 302.5594 | 273.0317 | 222.3067 | 153.984 | 108.0964 | 55 | 281.04 | 236.5846 | 207.7038 | 160.6265 | 132.0014 | 55 | 250.2741 | 206.5781 | 199.633 | 159.4999 | 122.3267 | 55 | 0.0075975 | 0.0077125 | 0.10642 | 0.12012 | 0.045351 | 0.018512 | 0.013145 | 0.0079954 | 0.015202 | 0.0027383 | 0.056285 | 0.056498 | 0.10776 | 0.037981 | 0.0039825 | 0.021815 | 0.049547 | 0.25188 | 0.061765 | 0.0077033 | 1482 | 236.8223 | 190
GM0677 | 108 | 144 | 222 | 475 | 389 | 1640 | 580 | 1211 | 1536 | 479 | 788 | 802 | 1498 | 687 | 278 | 392 | 425 | 1339 | 378 | 153 | 208.7811 | 137.4428 | 147.7139 | 142.2809 | 116.7509 | 65 | 320.6337 | 297.8462 | 225.6127 | 150.9964 | 115.0893 | 55 | 332.4314 | 279.779 | 204.5749 | 162.6937 | 112.7575 | 55 | 303.2091 | 250.667 | 177.5035 | 149.473 | 114.5803 | 55 | 0.0082301 | 0.010557 | 0.015767 | 0.034575 | 0.032184 | 0.1198 | 0.04297 | 0.089649 | 0.11035 | 0.037641 | 0.058995 | 0.058834 | 0.10999 | 0.049656 | 0.022266 | 0.028193 | 0.031652 | 0.10012 | 0.027116 | 0.011454 | 1286 | 290.4984 | 190
GM0353 | 222 | 329 | 1809 | 1407 | 572 | 154 | 67 | 134 | 214 | 105 | 186 | 171 | 777 | 1837 | 132 | 168 | 350 | 1399 | 4251 | 138 | 244.5793 | 208.3137 | 146.2303 | 153.4796 | 110.6157 | 65 | 292.2394 | 268.3851 | 213.1023 | 147.5314 | 119.1658 | 55 | 279.8692 | 288.9631 | 203.509 | 154.3729 | 116.5841 | 55 | 296.455 | 277.873 | 200.3573 | 144.996 | 117.0522 | 55 | 0.015438 | 0.020095 | 0.12166 | 0.091117 | 0.040854 | 0.010225 | 0.0049791 | 0.0092817 | 0.015076 | 0.0066568 | 0.012375 | 0.013185 | 0.056075 | 0.12918 | 0.0094837 | 0.011203 | 0.026301 | 0.10076 | 0.29574 | 0.010303 | 1059 | 221.3185 | 190
GM1884 | 68 | 93 | 569 | 611 | 747 | 434 | 330 | 580 | 484 | 270 | 362 | 615 | 1291 | 630 | 382 | 65 | 586 | 2239 | 867 | 495 | 299.8896 | 209.2784 | 208.0453 | 155.4965 | 117.3601 | 65 | 315.4253 | 287.7343 | 215.511 | 150.6041 | 115.9198 | 55 | 272.1929 | 225.1407 | 196.9609 | 161.2578 | 115.9557 | 55 | 274.895 | 172.4814 | 172.8091 | 157.0803 | 115.0394 | 55 | 0.0061709 | 0.0088099 | 0.051583 | 0.052865 | 0.066615 | 0.037681 | 0.029736 | 0.050676 | 0.0412 | 0.024506 | 0.031172 | 0.051726 | 0.10796 | 0.051016 | 0.033016 | 0.0055535 | 0.045565 | 0.19414 | 0.066896 | 0.043114 | 1446 | 250.232 | 190
GM0166 | 1143 | 393 | 1459 | 1035 | 978 | 530 | 274 | 556 | 908 | 418 | 1177 | 603 | 1534 | 1803 | 1033 | 2709 | 793 | 2434 | 1624 | 1163 | 243.9887 | 173.955 | 174.4766 | 153.3627 | 106.161 | 65 | 292.0976 | 279.8717 | 217.4928 | 151.3819 | 113.927 | 55 | 285.7874 | 238.8624 | 194.2223 | 155.0869 | 115.1295 | 55 | 272.2436 | 209.2022 | 174.5074 | 159.5889 | 114.095 | 55 | 0.04629 | 0.018722 | 0.064325 | 0.04588 | 0.047476 | 0.018984 | 0.009695 | 0.020408 | 0.037623 | 0.017189 | 0.053565 | 0.027569 | 0.064587 | 0.075282 | 0.046612 | 0.14137 | 0.039385 | 0.10394 | 0.068384 | 0.052715 | 2486 | 263.7393 | 190
GM0678 | 2 | 2 | 171 | 147 | 164 | 472 | 168 | 240 | 458 | 262 | 454 | 388 | 563 | 364 | 228 | 98 | 126 | 639 | 235 | 233 | 0 | 358 | 172.9284 | 154.0626 | 138.5591 | 65 | 292.0611 | 292.337 | 210.8218 | 142.706 | 112.8071 | 55 | 303.9329 | 275.8295 | 209.2474 | 163.9363 | 116.2984 | 55 | 264.2218 | 242.881 | 196.1648 | 156.7694 | 118.4622 | 55 | 0.00029573 | 0.00046396 | 0.030683 | 0.025038 | 0.030771 | 0.087876 | 0.031402 | 0.045597 | 0.083985 | 0.044024 | 0.086845 | 0.07128 | 0.10759 | 0.068014 | 0.036501 | 0.017049 | 0.025223 | 0.12527 | 0.043765 | 0.038325 | 882 | 268.4245 | 190
GM0537 | 340 | 2210 | 3701 | 2414 | 2345 | 260 | 106 | 230 | 260 | 160 | 1312 | 749 | 1455 | 1130 | 678 | 1783 | 1490 | 2790 | 2591 | 1016 | 224.4128 | 211.8774 | 182.0603 | 154.3808 | 121.5 | 65 | 314.518 | 297.3206 | 218.1698 | 154.6928 | 114.1072 | 55 | 286.7444 | 236.8328 | 224.844 | 169.2883 | 114.6105 | 55 | 239.5915 | 207.4737 | 204.1033 | 165.9053 | 112.7467 | 55 | 0.012717 | 0.082181 | 0.13491 | 0.093083 | 0.082028 | 0.0085595 | 0.0035721 | 0.0089502 | 0.009217 | 0.0055565 | 0.051688 | 0.026586 | 0.05441 | 0.042883 | 0.023222 | 0.071484 | 0.051208 | 0.10577 | 0.097606 | 0.034369 | 2713 | 278.2671 | 190
GM1598 | 136 | 10 | 280 | 660 | 373 | 1015 | 338 | 565 | 717 | 349 | 202 | 261 | 1077 | 617 | 430 | 17 | 49 | 1388 | 587 | 376 | 253.9177 | 264.1449 | 168.1622 | 165.2233 | 114.7898 | 65 | 296.8494 | 266.9684 | 212.8109 | 142.6245 | 118.8081 | 55 | 280.6736 | 251.2 | 212.2189 | 158.254 | 116.1703 | 55 | 345.9445 | 241.8968 | 200.8135 | 153.304 | 112.4185 | 55 | 0.01412 | 0.00091613 | 0.030422 | 0.06455 | 0.036008 | 0.11064 | 0.036049 | 0.064562 | 0.071023 | 0.034077 | 0.021834 | 0.030173 | 0.12236 | 0.061326 | 0.042729 | 0.0020898 | 0.0052633 | 0.15397 | 0.0603 | 0.037594 | 611 | 254.2769 | 190
GM0542 | 0 | 192 | 1336 | 942 | 1249 | 246 | 73 | 206 | 143 | 30 | 527 | 607 | 1484 | 365 | 99 | 113 | 1030 | 3019 | 708 | 218 | 0 | 236.2946 | 175.5886 | 153.5363 | 119.2626 | 65 | 311.4763 | 250.5925 | 225.1473 | 154.4255 | 112.767 | 55 | 323.072 | 206.5326 | 197.8444 | 153.3554 | 110.1047 | 55 | 306.8438 | 177.4591 | 186.7026 | 148.4537 | 102.8149 | 55 | 0 | 0.01638 | 0.1091 | 0.074514 | 0.10917 | 0.017852 | 0.0056835 | 0.013917 | 0.011114 | 0.0025354 | 0.038844 | 0.047955 | 0.11264 | 0.029989 | 0.0093734 | 0.0091322 | 0.082869 | 0.23117 | 0.057632 | 0.020119 | 1413 | 226.5538 | 190
GM1931 | 392 | 271 | 1191 | 1066 | 1528 | 1900 | 384 | 832 | 709 | 506 | 1258 | 933 | 2028 | 1147 | 568 | 830 | 1430 | 4250 | 1785 | 814 | 278.187 | 198.4887 | 196.558 | 159.5828 | 118.6279 | 65 | 311.0673 | 279.5111 | 229.1507 | 157.4379 | 117.0903 | 55 | 307.6231 | 249.5321 | 209.6369 | 170.7624 | 114.742 | 55 | 306.2008 | 229.1686 | 190.8083 | 170.4154 | 113.4095 | 55 | 0.016073 | 0.011108 | 0.049787 | 0.044216 | 0.064557 | 0.081993 | 0.016452 | 0.035094 | 0.029928 | 0.020346 | 0.053882 | 0.040374 | 0.086825 | 0.048603 | 0.022613 | 0.03407 | 0.059324 | 0.17795 | 0.07466 | 0.032149 | 2072 | 272.2867 | 190
GM0415 | 21 | 54 | 191 | 148 | 291 | 235 | 96 | 165 | 158 | 133 | 77 | 287 | 489 | 193 | 114 | 7 | 485 | 1183 | 357 | 205 | 256.2706 | 292.5067 | 162.3293 | 142.0598 | 102.4945 | 65 | 293.8809 | 264.4241 | 216.0098 | 152.5342 | 110.804 | 55 | 273.3736 | 229.0848 | 219.4984 | 165.4582 | 114.4286 | 55 | 213.7706 | 168.0133 | 199.6076 | 158.912 | 117.5559 | 55 | 0.0041422 | 0.010975 | 0.036265 | 0.032497 | 0.060664 | 0.046073 | 0.020337 | 0.032388 | 0.032348 | 0.027697 | 0.015421 | 0.059217 | 0.099775 | 0.038778 | 0.023547 | 0.0018432 | 0.099563 | 0.24589 | 0.070274 | 0.042302 | 660 | 253.1419 | 190
GM0416 | 127 | 22 | 140 | 751 | 720 | 1195 | 202 | 537 | 1084 | 195 | 515 | 305 | 986 | 829 | 402 | 70 | 246 | 1586 | 1346 | 394 | 254.3823 | 262.1654 | 197.421 | 141.5026 | 117.0425 | 65 | 295.5031 | 281.8151 | 204.6714 | 149.3837 | 119.6336 | 55 | 311.7742 | 234.801 | 197.3389 | 148.2295 | 116.206 | 55 | 314.1011 | 209.7058 | 188.8747 | 145.7968 | 116.5155 | 55 | 0.012318 | 0.0021039 | 0.011797 | 0.065187 | 0.057996 | 0.10479 | 0.017377 | 0.044217 | 0.091822 | 0.017435 | 0.045165 | 0.025111 | 0.083764 | 0.07338 | 0.032099 | 0.0067435 | 0.021233 | 0.136 | 0.1208 | 0.030661 | 0 | 204.1598 | 190
GM1621 | 50 | 30 | 477 | 1526 | 2115 | 282 | 206 | 607 | 833 | 595 | 518 | 708 | 1702 | 1658 | 1490 | 287 | 820 | 3568 | 3520 | 3228 | 319.7636 | 167.0866 | 184.4796 | 111.3738 | 108.2743 | 65 | 296.2116 | 271.6739 | 225.1618 | 152.8737 | 114.6994 | 55 | 315.3352 | 237.9488 | 205.8127 | 151.4503 | 114.6794 | 55 | 269.3359 | 215.9107 | 187.2406 | 141.7696 | 112.2291 | 55 | 0.0018034 | 0.0012366 | 0.019146 | 0.065665 | 0.082889 | 0.011561 | 0.0085074 | 0.026514 | 0.037705 | 0.02218 | 0.022017 | 0.028395 | 0.071927 | 0.07098 | 0.0583 | 0.011985 | 0.033048 | 0.147 | 0.15316 | 0.12598 | 1764 | 209.9309 | 190
GM0417 | 151 | 29 | 254 | 237 | 274 | 538 | 181 | 151 | 142 | 88 | 1030 | 666 | 326 | 109 | 97 | 257 | 478 | 252 | 45 | 56 | 253.7866 | 218.6277 | 130.3736 | 169.3483 | 116.9971 | 65 | 284.1082 | 281.2377 | 203.7685 | 162.2597 | 114.4142 | 55 | 284.1612 | 242.9677 | 217.4717 | 162.745 | 123.4596 | 55 | 266.5258 | 187.0161 | 184.5919 | 170.2081 | 108.4328 | 55 | 0.02716 | 0.0053891 | 0.043696 | 0.043715 | 0.041752 | 0.099609 | 0.034759 | 0.028597 | 0.02887 | 0.015468 | 0.19625 | 0.11972 | 0.067593 | 0.02083 | 0.019807 | 0.050575 | 0.085545 | 0.050319 | 0.0091089 | 0.011237 | 710 | 288.4594 | 190
GM0080 | 3122 | 5197 | 7189 | 3964 | 2542 | 2028 | 367 | 902 | 2330 | 891 | 4216 | 1373 | 4123 | 2666 | 1824 | 8070 | 1611 | 6507 | 1895 | 1714 | 229.8156 | 217.6868 | 189.5766 | 158.7495 | 122.9124 | 65 | 302.0307 | 283.4861 | 215.3714 | 142.8639 | 116.6989 | 55 | 302.4473 | 245.7446 | 207.1621 | 162.1928 | 115.9343 | 55 | 280.7342 | 222.5526 | 197.0767 | 164.1985 | 114.894 | 55 | 0.04851 | 0.085108 | 0.11346 | 0.062346 | 0.038565 | 0.03239 | 0.0059522 | 0.014613 | 0.036486 | 0.013487 | 0.06903 | 0.022608 | 0.06642 | 0.042314 | 0.028122 | 0.1331 | 0.026514 | 0.10526 | 0.029374 | 0.026348 | 6798 | 240.325 | 190
GM0546 | 7644 | 6117 | 9576 | 5202 | 5232 | 186 | 40 | 88 | 32 | 15 | 1901 | 631 | 1525 | 1013 | 412 | 9343 | 1602 | 4424 | 3452 | 1471 | 246.9314 | 221.0351 | 202.9979 | 147.7807 | 124.2247 | 65 | 285.5701 | 239.9372 | 193.2958 | 147.512 | 118 | 55 | 285.8223 | 241.5407 | 200.619 | 166.3316 | 116.1816 | 55 | 268.4446 | 223.4255 | 189.1672 | 156.3606 | 115.3397 | 55 | 0.12756 | 0.10296 | 0.15558 | 0.087362 | 0.081436 | 0.0031923 | 0.00083803 | 0.0015346 | 0.00060184 | 0.00026947 | 0.034601 | 0.010862 | 0.024987 | 0.017348 | 0.0064988 | 0.16177 | 0.02741 | 0.071969 | 0.06009 | 0.023128 | 6282 | 268.3895 | 190
GM0547 | 18 | 330 | 2644 | 1231 | 607 | 53 | 20 | 62 | 89 | 98 | 282 | 405 | 778 | 563 | 70 | 379 | 869 | 1912 | 1597 | 108 | 150.8459 | 235.7981 | 201.3852 | 145.1873 | 107.8977 | 65 | 294.5342 | 252.8034 | 193.5859 | 157.3352 | 114.9487 | 55 | 296.9477 | 253.2725 | 210.0163 | 167.4218 | 117.3165 | 55 | 274.4924 | 241.8956 | 183.2177 | 155.4405 | 114.4692 | 55 | 0.001893 | 0.028939 | 0.21071 | 0.10666 | 0.05501 | 0.0040023 | 0.0019118 | 0.0048538 | 0.0077245 | 0.0092282 | 0.024037 | 0.032437 | 0.060301 | 0.048399 | 0.0063292 | 0.032893 | 0.06844 | 0.14748 | 0.13821 | 0.01055 | 1683 | 234.5492 | 190
GM1916 | 3883 | 7753 | 5684 | 3672 | 1359 | 355 | 117 | 197 | 205 | 107 | 1519 | 617 | 1225 | 808 | 131 | 3155 | 1003 | 3097 | 1737 | 309 | 265.0383 | 242.808 | 232.923 | 168.8015 | 131.9139 | 65 | 306.7327 | 259.7421 | 212.9654 | 157.9338 | 116.631 | 55 | 306.2517 | 269.0464 | 216.0475 | 165.2172 | 117.966 | 55 | 277.2161 | 256.1336 | 202.4284 | 157.67 | 116.2917 | 55 | 0.10581 | 0.21332 | 0.15065 | 0.099014 | 0.036033 | 0.0091184 | 0.0030791 | 0.0052005 | 0.0053496 | 0.0027077 | 0.043025 | 0.016271 | 0.032251 | 0.022483 | 0.0035884 | 0.088486 | 0.02617 | 0.080694 | 0.049081 | 0.0076665 | 3375 | 265.7093 | 190
GM0995 | 0 | 0 | 3471 | 1003 | 1363 | 0 | 7 | 658 | 1997 | 790 | 0 | 16 | 4599 | 2027 | 720 | 0 | 4 | 12307 | 3440 | 991 | 0 | 0 | 190.0676 | 175.129 | 117.938 | 65 | 0 | 313 | 208.2498 | 135.9591 | 116.3943 | 55 | 0 | 298.0109 | 201.2985 | 138.9884 | 115.9884 | 55 | 0 | 313 | 186.6126 | 136.7568 | 114.2342 | 55 | 0 | 0 | 0.1042 | 0.030019 | 0.037851 | 0 | 0.00021192 | 0.019864 | 0.060045 | 0.021677 | 0 | 0.00042494 | 0.13884 | 0.060201 | 0.019927 | 0 | 0.00011255 | 0.37426 | 0.1044 | 0.027969 | 2898 | 229.5663 | 190
GM0327 | 42 | 17 | 772 | 1099 | 590 | 303 | 181 | 380 | 283 | 284 | 189 | 516 | 1799 | 407 | 435 | 12 | 48 | 4094 | 1131 | 492 | 219.0458 | 293.3931 | 143.5699 | 134.5884 | 99.557 | 65 | 305.7607 | 281.6298 | 203.174 | 156.0452 | 122.2765 | 55 | 300.667 | 253.0607 | 189.1892 | 153.936 | 120.0493 | 55 | 387.9032 | 221.6787 | 176.7624 | 144.9867 | 104.6131 | 55 | 0.0030846 | 0.0013123 | 0.060914 | 0.08426 | 0.053412 | 0.022071 | 0.013431 | 0.028141 | 0.02124 | 0.02362 | 0.013472 | 0.039328 | 0.13491 | 0.029819 | 0.037692 | 0.00094095 | 0.0037587 | 0.30548 | 0.083692 | 0.039417 | 1258 | 195.4732 | 190
GM1705 | 183 | 305 | 668 | 1096 | 1071 | 794 | 999 | 804 | 1009 | 332 | 355 | 1126 | 2380 | 1430 | 610 | 69 | 625 | 3408 | 1679 | 928 | 192.2182 | 176.0026 | 177.7883 | 138.6457 | 112.3358 | 65 | 307.5203 | 276.8743 | 214.3396 | 146.156 | 116.9673 | 55 | 313.9462 | 244.1845 | 189.3171 | 155.1627 | 117.0905 | 55 | 282.0339 | 203.3843 | 171.9774 | 146.7414 | 115.813 | 55 | 0.0094812 | 0.015297 | 0.033922 | 0.058352 | 0.055603 | 0.041048 | 0.050855 | 0.038767 | 0.052453 | 0.017396 | 0.018666 | 0.053405 | 0.11751 | 0.070669 | 0.030697 | 0.0038077 | 0.030092 | 0.16912 | 0.086226 | 0.046642 | 1591 | 246.2941 | 190
GM0553 | 169 | 139 | 1455 | 776 | 686 | 192 | 67 | 114 | 212 | 61 | 536 | 446 | 590 | 541 | 131 | 487 | 634 | 1681 | 1175 | 268 | 219.4349 | 292.907 | 168.6945 | 151.8226 | 119.5976 | 65 | 321.9428 | 241.8752 | 209.4652 | 165.0658 | 118.3496 | 55 | 288.8851 | 226.2195 | 198.2015 | 170.8158 | 118.9535 | 55 | 279.7388 | 185.6698 | 189.2443 | 171.077 | 115.5069 | 55 | 0.017012 | 0.0112 | 0.14107 | 0.072626 | 0.071248 | 0.018569 | 0.0068074 | 0.011196 | 0.021866 | 0.0052931 | 0.048216 | 0.042272 | 0.057934 | 0.052178 | 0.012479 | 0.045083 | 0.063672 | 0.16299 | 0.11284 | 0.025445 | 1406 | 250.6115 | 190
GM0262 | 457 | 169 | 334 | 747 | 594 | 2198 | 824 | 1027 | 735 | 550 | 773 | 801 | 1546 | 899 | 485 | 85 | 450 | 1485 | 596 | 289 | 246.1143 | 265.4971 | 196.886 | 155.4724 | 120.9586 | 65 | 284.8033 | 276.7568 | 224.7698 | 151.5448 | 115.6947 | 55 | 300.6056 | 230.975 | 211.7482 | 166.2456 | 114.9113 | 55 | 263.315 | 184.471 | 202.5059 | 153.7994 | 112.8133 | 55 | 0.029763 | 0.011034 | 0.02302 | 0.051022 | 0.039661 | 0.14187 | 0.05114 | 0.064791 | 0.049756 | 0.040487 | 0.050227 | 0.05238 | 0.10125 | 0.061229 | 0.036255 | 0.0056175 | 0.030675 | 0.09542 | 0.043343 | 0.02106 | 2769 | 241.0223 | 190
GM0809 | 30 | 31 | 391 | 567 | 685 | 345 | 285 | 642 | 449 | 141 | 458 | 692 | 1294 | 680 | 236 | 112 | 510 | 1440 | 1020 | 300 | 192.6301 | 235.0744 | 146.8899 | 148.5882 | 107.291 | 65 | 307.0678 | 283.2254 | 221.7306 | 154.8317 | 116.3694 | 55 | 310.8847 | 252.5238 | 208.8562 | 169.9623 | 117.0918 | 55 | 310.4678 | 224.5299 | 187.2769 | 164.6068 | 115.0643 | 55 | 0.0029657 | 0.0029274 | 0.036034 | 0.058258 | 0.065433 | 0.033385 | 0.025574 | 0.058359 | 0.04483 | 0.014718 | 0.045074 | 0.064091 | 0.12554 | 0.067146 | 0.023485 | 0.010709 | 0.048127 | 0.13756 | 0.1058 | 0.029981 | 1093 | 249.9449 | 190
GM0331 | 153 | 39 | 204 | 185 | 244 | 502 | 180 | 344 | 272 | 193 | 264 | 258 | 514 | 438 | 178 | 73 | 132 | 841 | 629 | 156 | 295.8961 | 233.732 | 209.4902 | 145.8249 | 124.1581 | 65 | 335.5254 | 281.7705 | 219.3021 | 159.7607 | 114.6936 | 55 | 302.2176 | 253.3764 | 209.9523 | 160.4838 | 115.4656 | 55 | 306.3164 | 215.3432 | 191.5722 | 156.5376 | 113.2872 | 55 | 0.024111 | 0.0066727 | 0.034117 | 0.032157 | 0.033786 | 0.088473 | 0.031673 | 0.060086 | 0.045961 | 0.028472 | 0.04562 | 0.043428 | 0.094309 | 0.078824 | 0.024608 | 0.013931 | 0.02392 | 0.15205 | 0.11566 | 0.022136 | 522 | 264.4694 | 190
GM0168 | 139 | 186 | 377 | 402 | 314 | 371 | 263 | 744 | 926 | 279 | 661 | 654 | 1417 | 728 | 243 | 60 | 328 | 1028 | 433 | 231 | 292.6304 | 220.0112 | 205.9774 | 152.2556 | 109.4531 | 65 | 410.5528 | 290.4849 | 219.5496 | 147.0906 | 115.3922 | 55 | 314.4319 | 251.007 | 216.1675 | 162.2779 | 115.5514 | 55 | 312.2857 | 225.0722 | 201.8387 | 167.182 | 113.3244 | 55 | 0.01494 | 0.020798 | 0.037782 | 0.043011 | 0.029744 | 0.038469 | 0.027826 | 0.076978 | 0.097072 | 0.028905 | 0.06637 | 0.070894 | 0.14149 | 0.070763 | 0.025109 | 0.0059101 | 0.036219 | 0.10389 | 0.040465 | 0.023359 | 809 | 271.5389 | 190
GM0263 | 57 | 35 | 91 | 308 | 348 | 687 | 773 | 816 | 966 | 287 | 245 | 731 | 1149 | 893 | 381 | 60 | 314 | 932 | 591 | 437 | 248.5701 | 228.8792 | 164.9535 | 146.8488 | 100.0432 | 65 | 310.1972 | 286.6217 | 227.8529 | 155.1898 | 116.589 | 55 | 307.8781 | 259.8149 | 196.6512 | 155.3717 | 116.6259 | 55 | 251.8022 | 205.7562 | 178.2185 | 147.1681 | 115.6415 | 55 | 0.0055026 | 0.0032389 | 0.0083323 | 0.027787 | 0.034011 | 0.066113 | 0.075601 | 0.080377 | 0.097452 | 0.028387 | 0.023288 | 0.070233 | 0.11496 | 0.088199 | 0.038095 | 0.0054219 | 0.032266 | 0.095103 | 0.059362 | 0.046269 | 679 | 231.4826 | 190
GM0556 | 240 | 1516 | 3624 | 1056 | 938 | 63 | 15 | 23 | 24 | 55 | 241 | 262 | 719 | 371 | 318 | 792 | 543 | 2470 | 1115 | 775 | 240.0805 | 256.5875 | 167.1388 | 134.8651 | 104.8852 | 65 | 311.6556 | 267.1465 | 202.0365 | 154.1054 | 110.459 | 55 | 287.2428 | 236.2837 | 186.5204 | 163.5341 | 114.5299 | 55 | 272.9908 | 228.4829 | 165.054 | 155.7586 | 112.6714 | 55 | 0.015306 | 0.099451 | 0.22709 | 0.068714 | 0.066409 | 0.0038345 | 0.00093986 | 0.0016436 | 0.0012975 | 0.0044963 | 0.015592 | 0.017734 | 0.047929 | 0.025151 | 0.024563 | 0.050843 | 0.035793 | 0.16013 | 0.075536 | 0.057545 | 1860 | 257.8583 | 190
GM0420 | 135 | 114 | 596 | 938 | 721 | 2057 | 552 | 1024 | 1562 | 677 | 687 | 543 | 2237 | 1221 | 889 | 305 | 194 | 3011 | 1050 | 561 | 257.9593 | 197.3029 | 173.3732 | 136.3987 | 112.6883 | 65 | 300.4254 | 285.9302 | 221.7768 | 150.7355 | 116.2697 | 55 | 292.7709 | 223.6586 | 193.3127 | 159.477 | 117.0963 | 55 | 269.8583 | 167.921 | 178.8829 | 152.01 | 115.0411 | 55 | 0.0071078 | 0.0066114 | 0.030956 | 0.046883 | 0.040354 | 0.10922 | 0.029157 | 0.054151 | 0.088137 | 0.039638 | 0.034106 | 0.026831 | 0.11497 | 0.064688 | 0.049359 | 0.01355 | 0.008347 | 0.15156 | 0.053864 | 0.030511 | 2133 | 235.6607 | 190
GM0687 | 832 | 770 | 2340 | 1952 | 1056 | 421 | 210 | 505 | 777 | 274 | 1338 | 786 | 1865 | 1074 | 558 | 2428 | 1025 | 3927 | 1138 | 482 | 246.0395 | 216.3089 | 159.51 | 161.3641 | 129.7102 | 65 | 306.3059 | 269.6648 | 213.8647 | 143.7091 | 116.5495 | 55 | 309.8923 | 218.4306 | 190.2764 | 155.568 | 118.5313 | 55 | 277.1033 | 196.1591 | 175.9449 | 156.5018 | 114.8283 | 55 | 0.03396 | 0.030363 | 0.10047 | 0.085868 | 0.040856 | 0.01684 | 0.0085158 | 0.020151 | 0.035742 | 0.011265 | 0.054691 | 0.031168 | 0.077568 | 0.049831 | 0.022913 | 0.098813 | 0.042618 | 0.167 | 0.05107 | 0.020302 | 3722 | 273.4939 | 190
GM1842 | 66 | 36 | 379 | 793 | 451 | 295 | 184 | 215 | 190 | 181 | 279 | 366 | 488 | 479 | 289 | 273 | 429 | 864 | 1095 | 512 | 220.1313 | 211.5029 | 146.1446 | 145.5404 | 110.5567 | 65 | 311.2071 | 279.3583 | 222.3065 | 163.9328 | 114.7962 | 55 | 285.739 | 238.943 | 189.835 | 153.4206 | 114.7289 | 55 | 265.3042 | 230.2643 | 174.7138 | 148.5783 | 113.4535 | 55 | 0.0083391 | 0.0041559 | 0.040154 | 0.10168 | 0.058236 | 0.038596 | 0.023961 | 0.028729 | 0.023206 | 0.02028 | 0.036332 | 0.046226 | 0.064591 | 0.064346 | 0.035335 | 0.036797 | 0.0548 | 0.10737 | 0.14508 | 0.061792 | 640 | 249.9803 | 190
GM1731 | 140 | 48 | 421 | 535 | 387 | 1933 | 911 | 1011 | 1518 | 485 | 325 | 848 | 1802 | 1480 | 529 | 20 | 256 | 1258 | 343 | 131 | 328.2217 | 253.8203 | 200.1134 | 139.5207 | 118.1298 | 65 | 290.1091 | 262.1847 | 213.015 | 149.5164 | 119.113 | 55 | 268.0779 | 223.3895 | 189.4102 | 163.2396 | 118.5674 | 55 | 310.5659 | 181.3602 | 169.0588 | 157.2105 | 110.3641 | 55 | 0.010771 | 0.0033505 | 0.031535 | 0.035613 | 0.028997 | 0.13354 | 0.063111 | 0.070507 | 0.10621 | 0.038297 | 0.022472 | 0.05856 | 0.11858 | 0.10109 | 0.041578 | 0.0013141 | 0.01745 | 0.082707 | 0.023903 | 0.010405 | 2789 | 258.1649 | 190
GM1709 | 63 | 204 | 471 | 682 | 606 | 881 | 614 | 733 | 1120 | 273 | 592 | 1060 | 2245 | 871 | 294 | 332 | 840 | 3238 | 864 | 520 | 227.3406 | 205.9204 | 164.1691 | 135.8688 | 109.8939 | 65 | 305.2362 | 281.6792 | 211.8252 | 156.3012 | 121.08 | 55 | 288.5482 | 239.0559 | 190.7525 | 168.8032 | 116.3873 | 55 | 285.5794 | 200.7544 | 175.1308 | 151.2682 | 113.6361 | 55 | 0.003952 | 0.01334 | 0.027633 | 0.039674 | 0.044401 | 0.051199 | 0.037594 | 0.043513 | 0.063658 | 0.01984 | 0.034385 | 0.062908 | 0.13515 | 0.048751 | 0.023071 | 0.018251 | 0.050826 | 0.19218 | 0.048153 | 0.041519 | 2017 | 268.2508 | 190
GM1955 | 541 | 165 | 535 | 707 | 795 | 980 | 748 | 1146 | 1039 | 373 | 370 | 1117 | 1989 | 1179 | 574 | 88 | 386 | 1767 | 929 | 441 | 292.2968 | 218.209 | 252.9383 | 146.7487 | 116.145 | 65 | 302.8773 | 284.9291 | 216.1502 | 147.4576 | 127.0411 | 55 | 311.4869 | 216.823 | 190.1433 | 168.9359 | 113.1321 | 55 | 279.4063 | 203.761 | 175.8381 | 164.9339 | 106.0673 | 55 | 0.034568 | 0.010454 | 0.037564 | 0.050742 | 0.059721 | 0.063204 | 0.047169 | 0.075175 | 0.063662 | 0.027993 | 0.020068 | 0.062959 | 0.12223 | 0.072715 | 0.040184 | 0.0050265 | 0.021078 | 0.097161 | 0.057042 | 0.031283 | 1164 | 273.3762 | 190
GM0335 | 81 | 33 | 154 | 344 | 223 | 225 | 100 | 212 | 290 | 64 | 188 | 197 | 663 | 358 | 82 | 171 | 205 | 1410 | 602 | 136 | 256.3148 | 240.4147 | 200.9076 | 184.9423 | 120.2102 | 65 | 285.6852 | 308.0599 | 215.3385 | 158.1818 | 111.0324 | 55 | 299.0654 | 222.9692 | 212.1386 | 155.5551 | 114.3285 | 55 | 299.1322 | 220.5776 | 194.137 | 150.346 | 120.134 | 55 | 0.012731 | 0.0046738 | 0.025865 | 0.060259 | 0.034235 | 0.038976 | 0.017652 | 0.038172 | 0.05302 | 0.0075691 | 0.034601 | 0.034404 | 0.11865 | 0.064498 | 0.012981 | 0.029969 | 0.035773 | 0.24704 | 0.11 | 0.018922 | 569 | 271.7353 | 190
GM1740 | 42 | 61 | 16 | 231 | 310 | 756 | 519 | 433 | 476 | 235 | 203 | 757 | 1062 | 597 | 444 | 20 | 313 | 1374 | 580 | 378 | 363.3846 | 322.3069 | 238.3794 | 156.8859 | 99.5694 | 65 | 296.7925 | 300.1995 | 213.7494 | 158.1446 | 114.5539 | 55 | 312.2435 | 267.115 | 204.2134 | 167.6098 | 113.4489 | 55 | 222.7118 | 235.3133 | 189.3739 | 171.6733 | 113.9402 | 55 | 0.0042188 | 0.0063008 | 0.001721 | 0.027625 | 0.026859 | 0.086681 | 0.060052 | 0.048213 | 0.056973 | 0.024401 | 0.023431 | 0.087259 | 0.12252 | 0.068474 | 0.046183 | 0.0022624 | 0.039053 | 0.16031 | 0.06709 | 0.040367 | 867 | 251.4523 | 190
GM0356 | 160 | 228 | 6600 | 3355 | 1197 | 90 | 55 | 179 | 200 | 87 | 291 | 254 | 3439 | 970 | 134 | 245 | 410 | 8445 | 2604 | 444 | 246.113 | 266.7221 | 195.6998 | 133.7403 | 108.2449 | 65 | 315.069 | 253.7463 | 203.558 | 140.3514 | 116.4382 | 55 | 307.8946 | 237.3433 | 208.2865 | 153.3697 | 117.5006 | 55 | 243.2514 | 214.2224 | 194.5164 | 132.7489 | 110.7111 | 55 | 0.0052423 | 0.0074996 | 0.22948 | 0.11154 | 0.036682 | 0.0033312 | 0.0018227 | 0.0066608 | 0.0065851 | 0.0027912 | 0.0092871 | 0.0083715 | 0.11982 | 0.03248 | 0.0042072 | 0.0075485 | 0.013635 | 0.29207 | 0.087275 | 0.013667 | 2491 | 191.1564 | 190
GM0569 | 108 | 42 | 324 | 459 | 518 | 505 | 354 | 705 | 552 | 408 | 249 | 618 | 1228 | 512 | 431 | 26 | 673 | 2470 | 782 | 524 | 235.1153 | 168.7342 | 183.8867 | 141.7376 | 139.101 | 65 | 301.4571 | 280.0129 | 213.1708 | 153.5482 | 116.296 | 55 | 305.8791 | 233.759 | 197.7822 | 154.2961 | 116.2736 | 55 | 286.0023 | 216.3948 | 175.8683 | 151.0621 | 112.3317 | 55 | 0.0094145 | 0.0043783 | 0.026484 | 0.042175 | 0.051095 | 0.043916 | 0.029657 | 0.06166 | 0.049981 | 0.034763 | 0.022723 | 0.050896 | 0.10534 | 0.044287 | 0.036091 | 0.0024924 | 0.056308 | 0.21685 | 0.068852 | 0.042641 | 1415 | 276.2308 | 190
GM0267 | 200 | 252 | 576 | 1010 | 831 | 623 | 424 | 673 | 667 | 383 | 470 | 799 | 1885 | 1281 | 751 | 337 | 607 | 2840 | 1750 | 971 | 290.2923 | 220.9691 | 168.3914 | 146.6178 | 116.5074 | 65 | 308.0788 | 283.884 | 216.5256 | 149.8218 | 115.1321 | 55 | 295.9005 | 236.5115 | 205.3768 | 159.8982 | 116.932 | 55 | 267.4058 | 209.4352 | 193.9791 | 150.5328 | 116.3069 | 55 | 0.013377 | 0.014173 | 0.033504 | 0.056413 | 0.057144 | 0.033747 | 0.021802 | 0.034918 | 0.03698 | 0.026711 | 0.026416 | 0.044122 | 0.10323 | 0.06886 | 0.05401 | 0.019974 | 0.033908 | 0.15851 | 0.094602 | 0.067596 | 1979 | 235.9563 | 190
GM0268 | 6297 | 5467 | 11281 | 6217 | 7239 | 696 | 295 | 324 | 456 | 409 | 3560 | 3192 | 3801 | 1777 | 1942 | 5934 | 5362 | 9739 | 3713 | 4044 | 243.7793 | 229.5399 | 177.3379 | 158.6843 | 126.233 | 65 | 307.7451 | 282.8374 | 221.1655 | 145.6726 | 115.7243 | 55 | 285.7689 | 217.7435 | 192.6088 | 150.1815 | 114.9913 | 55 | 261.4957 | 187.7796 | 176.4137 | 140.3681 | 112.4937 | 55 | 0.076064 | 0.068379 | 0.1422 | 0.075502 | 0.083163 | 0.0086429 | 0.0035378 | 0.003927 | 0.0054616 | 0.0046265 | 0.044094 | 0.040289 | 0.046776 | 0.02141 | 0.022218 | 0.07477 | 0.068269 | 0.12024 | 0.044364 | 0.04607 | 9140 | 252.8368 | 190
GM1930 | 51 | 1612 | 5598 | 2812 | 2216 | 508 | 211 | 270 | 578 | 218 | 365 | 836 | 3787 | 2101 | 416 | 128 | 1387 | 9492 | 5892 | 604 | 258.8872 | 196.9564 | 199.8632 | 152.3737 | 119.1114 | 65 | 305.8596 | 290.0246 | 212.9929 | 146.4286 | 116.9 | 55 | 298.071 | 257.9337 | 204.1304 | 168.9105 | 109.4477 | 55 | 300.9593 | 245.4304 | 189.1895 | 168.7633 | 106.7352 | 55 | 0.001283 | 0.039214 | 0.14025 | 0.074537 | 0.049687 | 0.013507 | 0.0052744 | 0.0066757 | 0.015194 | 0.0055068 | 0.0090198 | 0.020694 | 0.096425 | 0.058916 | 0.0098377 | 0.0033508 | 0.033475 | 0.23772 | 0.16512 | 0.014301 | 3805 | 231.769 | 190
GM1695 | 19 | 12 | 51 | 108 | 193 | 401 | 86 | 690 | 331 | 144 | 511 | 119 | 361 | 201 | 78 | 456 | 115 | 371 | 138 | 93 | 261.2828 | 314.0563 | 160.0129 | 179.017 | 119.1534 | 65 | 282.1366 | 267.4196 | 200.0259 | 152.8881 | 120.3586 | 55 | 310.5701 | 269.5532 | 221.6095 | 166.5742 | 118.587 | 55 | 288.2923 | 258.8443 | 212.7843 | 150.0968 | 114.0005 | 55 | 0.0042511 | 0.003005 | 0.011522 | 0.027167 | 0.040158 | 0.092322 | 0.018339 | 0.14686 | 0.074184 | 0.029604 | 0.1141 | 0.026875 | 0.081148 | 0.046247 | 0.015726 | 0.10557 | 0.02654 | 0.08421 | 0.032834 | 0.019338 | 2228 | 224.4318 | 190
GM1699 | 202 | 66 | 392 | 949 | 214 | 1348 | 1027 | 1359 | 1291 | 332 | 207 | 694 | 2222 | 1275 | 425 | 26 | 222 | 1854 | 558 | 97 | 189.3614 | 215.6332 | 229.3136 | 138.5163 | 126.5766 | 65 | 297.942 | 284.5006 | 216.3503 | 153.0145 | 117.6236 | 55 | 298.2876 | 230.7383 | 210.3291 | 159.8819 | 114.4984 | 55 | 270.7214 | 228.2986 | 201.7958 | 163.8826 | 110.7033 | 55 | 0.014842 | 0.0047391 | 0.026247 | 0.061896 | 0.016027 | 0.096662 | 0.071828 | 0.091749 | 0.087097 | 0.024364 | 0.015266 | 0.047637 | 0.14799 | 0.08168 | 0.031413 | 0.0017189 | 0.014238 | 0.12235 | 0.034808 | 0.0074524 | 1945 | 279.0467 | 190
GM0171 | 0 | 284 | 693 | 830 | 735 | 33 | 1430 | 402 | 1114 | 434 | 65 | 1702 | 1811 | 1981 | 778 | 90 | 2134 | 3315 | 1391 | 404 | 0 | 192.7114 | 204.5115 | 139.8182 | 101.5995 | 65 | 327.6381 | 269.845 | 216.7153 | 148.5651 | 116.5533 | 55 | 290.3528 | 241.7973 | 193.5341 | 159.2129 | 113.5917 | 55 | 236.5718 | 220.2232 | 176.7874 | 164.8016 | 108.0592 | 55 | 0 | 0.013777 | 0.031281 | 0.039764 | 0.037055 | 0.001836 | 0.081982 | 0.021603 | 0.058842 | 0.021882 | 0.0031361 | 0.091703 | 0.093577 | 0.097943 | 0.035811 | 0.0046798 | 0.1111 | 0.16727 | 0.068097 | 0.018658 | 2515 | 270.8732 | 190
GM0575 | 342 | 588 | 2420 | 1660 | 1632 | 495 | 298 | 484 | 356 | 334 | 1006 | 879 | 1218 | 639 | 408 | 864 | 1120 | 2890 | 1382 | 849 | 242.0484 | 227.6793 | 204.7945 | 157.9115 | 117.8189 | 65 | 317.4672 | 286.9087 | 216.6281 | 151.6628 | 114.374 | 55 | 306.0891 | 249.1068 | 211.6875 | 166.2488 | 116.8248 | 55 | 288.194 | 235.3295 | 190.1223 | 164.8977 | 115.7231 | 55 | 0.016835 | 0.029409 | 0.1157 | 0.084216 | 0.083069 | 0.025802 | 0.014891 | 0.024956 | 0.018168 | 0.018147 | 0.051728 | 0.046926 | 0.05859 | 0.031312 | 0.022179 | 0.043827 | 0.060124 | 0.13968 | 0.068567 | 0.045874 | 4564 | 245.3274 | 190
GM0302 | 141 | 117 | 370 | 524 | 520 | 561 | 504 | 717 | 689 | 343 | 348 | 670 | 1400 | 784 | 452 | 37 | 303 | 1601 | 593 | 296 | 265.2858 | 176.4904 | 202.7819 | 140.7991 | 100.5713 | 65 | 303.7119 | 285.9359 | 219.7021 | 164.5125 | 120.8509 | 55 | 290.8976 | 230.0331 | 186.7933 | 168.6213 | 119.4272 | 55 | 344.3408 | 202.2984 | 168.7754 | 155.0956 | 114.8622 | 55 | 0.012353 | 0.011089 | 0.035066 | 0.046574 | 0.049287 | 0.053881 | 0.050276 | 0.060032 | 0.061349 | 0.032365 | 0.034109 | 0.067303 | 0.12021 | 0.069759 | 0.043447 | 0.0035251 | 0.030248 | 0.14009 | 0.048753 | 0.03028 | 2324 | 255.7038 | 190
GM0579 | 73 | 383 | 1201 | 921 | 1156 | 174 | 62 | 94 | 202 | 113 | 628 | 422 | 524 | 588 | 246 | 701 | 552 | 1047 | 1161 | 616 | 270.0434 | 231.3496 | 212.8648 | 155.2936 | 108.863 | 65 | 325.0068 | 266.5447 | 241.2804 | 155.4715 | 114.0136 | 55 | 309.9874 | 243.5951 | 207.2274 | 162.0791 | 116.2135 | 55 | 278.8684 | 215.0458 | 189.1072 | 151.8316 | 115.1783 | 55 | 0.0066628 | 0.037075 | 0.11911 | 0.081265 | 0.10707 | 0.01501 | 0.0056509 | 0.0083896 | 0.018271 | 0.010582 | 0.055402 | 0.036217 | 0.050611 | 0.054271 | 0.023772 | 0.060671 | 0.044441 | 0.099224 | 0.10577 | 0.06053 | 990 | 226.6447 | 190
GM0824 | 144 | 94 | 459 | 690 | 793 | 496 | 350 | 834 | 446 | 217 | 584 | 757 | 1441 | 664 | 203 | 248 | 342 | 1539 | 1001 | 268 | 128.2816 | 200.1034 | 166.6661 | 132.967 | 105.4283 | 65 | 304.3366 | 286.8082 | 213.0721 | 156.2088 | 109.1721 | 55 | 295.3659 | 236.5231 | 186.693 | 162.7909 | 115.6934 | 55 | 277.2227 | 194.9325 | 163.0958 | 153.6613 | 114.2337 | 55 | 0.012313 | 0.0088023 | 0.040746 | 0.060363 | 0.068182 | 0.041957 | 0.031102 | 0.073933 | 0.042064 | 0.017977 | 0.048052 | 0.065637 | 0.12417 | 0.058713 | 0.015843 | 0.020822 | 0.028544 | 0.13011 | 0.091147 | 0.019525 | 1522 | 222.7112 | 190
GM1895 | 183 | 515 | 1007 | 1192 | 335 | 3049 | 575 | 800 | 1406 | 556 | 1262 | 1018 | 1886 | 971 | 350 | 326 | 669 | 1921 | 209 | 68 | 240.6692 | 258.3732 | 207.5593 | 153.8996 | 135.6033 | 65 | 318.8486 | 298.0092 | 217.5089 | 146.0621 | 115.5059 | 55 | 316.238 | 286.2755 | 216.1617 | 162.639 | 118.926 | 55 | 271.6602 | 277.0677 | 198.1714 | 172.7608 | 116.3088 | 55 | 0.0091164 | 0.024896 | 0.049645 | 0.06066 | 0.019772 | 0.16658 | 0.032275 | 0.044856 | 0.075037 | 0.026292 | 0.069046 | 0.060342 | 0.10992 | 0.052245 | 0.018661 | 0.017672 | 0.036707 | 0.11215 | 0.010755 | 0.0033608 | 2214 | 279.1915 | 190
GM0269 | 382 | 143 | 121 | 255 | 394 | 736 | 537 | 556 | 609 | 298 | 274 | 524 | 902 | 781 | 359 | 18 | 475 | 1080 | 509 | 350 | 236.2752 | 261.588 | 194.8099 | 139.4186 | 115.008 | 65 | 295.6158 | 282.3142 | 226.7685 | 149.0177 | 113.0856 | 55 | 316.1397 | 245.89 | 183.3239 | 160.04 | 111.9033 | 55 | 294.6536 | 173.7423 | 157.2301 | 149.0696 | 111.4694 | 55 | 0.039357 | 0.014153 | 0.012635 | 0.025206 | 0.041408 | 0.07408 | 0.057973 | 0.058802 | 0.066314 | 0.031742 | 0.026155 | 0.054907 | 0.099136 | 0.083914 | 0.039642 | 0.0016018 | 0.053456 | 0.12152 | 0.057295 | 0.040699 | 1120 | 276.281 | 190
GM0173 | 223 | 402 | 1254 | 782 | 543 | 417 | 271 | 408 | 689 | 224 | 667 | 958 | 1584 | 810 | 298 | 254 | 938 | 2437 | 1081 | 366 | 222.381 | 217.4628 | 201.9368 | 181.2343 | 118.1087 | 65 | 305.8297 | 261.9049 | 212.0014 | 151.5436 | 120.4719 | 55 | 311.7497 | 221.3852 | 205.7619 | 165.3806 | 112.4929 | 55 | 263.6662 | 197.2524 | 190.9007 | 162.7089 | 109.2654 | 55 | 0.015342 | 0.028103 | 0.084417 | 0.053918 | 0.039753 | 0.029049 | 0.018575 | 0.028193 | 0.045845 | 0.016443 | 0.04518 | 0.064203 | 0.10806 | 0.054426 | 0.02093 | 0.016789 | 0.065111 | 0.16646 | 0.07341 | 0.0258 | 1597 | 264.3003 | 190
GM1773 | 222 | 43 | 360 | 210 | 238 | 1024 | 287 | 399 | 477 | 262 | 479 | 414 | 793 | 652 | 311 | 88 | 205 | 780 | 304 | 182 | 260.0519 | 220.228 | 156.258 | 131.5655 | 116.8549 | 65 | 288.0591 | 286.4753 | 212.9493 | 147.1294 | 120.3078 | 55 | 303.3541 | 213.2709 | 190.1041 | 156.4044 | 115.6623 | 55 | 272.3131 | 181.5813 | 177.1774 | 143.5483 | 113.6621 | 55 | 0.0252 | 0.0071009 | 0.050338 | 0.024445 | 0.033383 | 0.13557 | 0.038721 | 0.051066 | 0.059867 | 0.032474 | 0.066151 | 0.055597 | 0.096829 | 0.082183 | 0.039588 | 0.013072 | 0.026059 | 0.096716 | 0.040293 | 0.025348 | 747 | 292.1263 | 190
GM0175 | 104 | 62 | 396 | 427 | 249 | 661 | 580 | 614 | 584 | 374 | 156 | 310 | 869 | 473 | 285 | 28 | 145 | 713 | 303 | 174 | 293.6677 | 307.0421 | 187.6873 | 171.7862 | 121.2506 | 65 | 305.1865 | 276.5581 | 226.9272 | 149.9437 | 124.5753 | 55 | 270.1059 | 160.2166 | 184.7071 | 157.5643 | 118.7967 | 55 | 334.1223 | 135.452 | 163.4453 | 149.4924 | 114.454 | 55 | 0.014047 | 0.007683 | 0.059484 | 0.058946 | 0.034273 | 0.080369 | 0.075741 | 0.078789 | 0.075863 | 0.051878 | 0.02131 | 0.042767 | 0.11748 | 0.062209 | 0.037624 | 0.0036059 | 0.019561 | 0.096176 | 0.03911 | 0.023086 | 2106 | 270.2775 | 190
GM1586 | 308 | 110 | 295 | 805 | 374 | 728 | 538 | 964 | 772 | 299 | 497 | 888 | 1605 | 1029 | 309 | 161 | 261 | 1880 | 753 | 251 | 275.0183 | 225.5672 | 209.7866 | 140.0115 | 123.4309 | 65 | 316.8134 | 284.6983 | 214.6798 | 152.871 | 124.6026 | 55 | 303.2424 | 253.3549 | 197.9908 | 167.0309 | 114.531 | 55 | 260.185 | 228.0522 | 183.5181 | 162.1057 | 115.3839 | 55 | 0.026447 | 0.0084556 | 0.022239 | 0.066325 | 0.031982 | 0.051064 | 0.037933 | 0.071628 | 0.059232 | 0.026466 | 0.035724 | 0.068486 | 0.12691 | 0.080338 | 0.025303 | 0.012815 | 0.021278 | 0.1489 | 0.058518 | 0.019963 | 1520 | 247.5898 | 190
GM0826 | 78 | 950 | 1411 | 2442 | 1474 | 473 | 241 | 668 | 828 | 332 | 667 | 1116 | 2730 | 1173 | 641 | 400 | 1133 | 5249 | 2231 | 901 | 204.7154 | 154.7555 | 215.7368 | 177.6729 | 121.8543 | 65 | 298.5683 | 292.1407 | 209.7782 | 154.6049 | 118.9166 | 55 | 302.8483 | 213.1485 | 192.8555 | 170.8798 | 116.7507 | 55 | 275.4671 | 173.3697 | 179.0016 | 176.2574 | 115.9912 | 55 | 0.0031921 | 0.037688 | 0.05804 | 0.09431 | 0.057383 | 0.0195 | 0.0096263 | 0.026327 | 0.031834 | 0.012739 | 0.02792 | 0.045322 | 0.10934 | 0.046633 | 0.023802 | 0.01672 | 0.047607 | 0.21197 | 0.08742 | 0.032627 | 3977 | 231.924 | 190
GM0085 | 11 | 24 | 481 | 312 | 233 | 1347 | 974 | 1332 | 1061 | 223 | 117 | 815 | 1544 | 727 | 142 | 13 | 265 | 1354 | 180 | 64 | 203.8063 | 302.1701 | 143.2529 | 159.7609 | 116.8141 | 65 | 290.7413 | 290.7232 | 222.7557 | 151.9585 | 119.2839 | 55 | 306.6523 | 239.7233 | 188.3179 | 161.1009 | 114.7552 | 55 | 249.8075 | 201.3293 | 173.085 | 154.2427 | 117.4352 | 55 | 0.00086131 | 0.0016225 | 0.045461 | 0.030891 | 0.020199 | 0.12133 | 0.086678 | 0.12432 | 0.09299 | 0.018024 | 0.01166 | 0.074334 | 0.13452 | 0.063923 | 0.012718 | 0.00096435 | 0.024582 | 0.11306 | 0.015768 | 0.0060913 | 1975 | 251.6667 | 190
GM0431 | 4 | 40 | 249 | 204 | 179 | 115 | 85 | 144 | 208 | 71 | 140 | 201 | 343 | 325 | 97 | 37 | 197 | 662 | 714 | 83 | 0 | 272.9903 | 190.0729 | 161.6315 | 98.9739 | 65 | 307.4546 | 267.5803 | 229.8215 | 147.4405 | 121.3373 | 55 | 318.941 | 221.3513 | 211.1641 | 161.4019 | 119.1698 | 55 | 304.2977 | 209.524 | 193.9353 | 148.2256 | 118 | 55 | 0.00086923 | 0.0066836 | 0.062163 | 0.051839 | 0.043562 | 0.030729 | 0.020989 | 0.035277 | 0.053536 | 0.016908 | 0.03444 | 0.046746 | 0.084492 | 0.078787 | 0.022398 | 0.0098935 | 0.049962 | 0.15857 | 0.17365 | 0.018503 | 578 | 209.7897 | 190
GM0432 | 55 | 109 | 158 | 156 | 223 | 479 | 169 | 343 | 337 | 138 | 87 | 190 | 638 | 320 | 151 | 9 | 45 | 751 | 422 | 114 | 253.6158 | 196.1553 | 179.4032 | 155.778 | 116.2553 | 65 | 304.6343 | 278.4103 | 223.7055 | 146.8076 | 117.3153 | 55 | 287.3962 | 255.2834 | 205.389 | 167.7606 | 117.3662 | 55 | 225.9249 | 244.6579 | 196.9631 | 161.0821 | 116.7932 | 55 | 0.010628 | 0.020456 | 0.028766 | 0.029099 | 0.041582 | 0.099481 | 0.034692 | 0.073494 | 0.06715 | 0.029614 | 0.018786 | 0.038483 | 0.13134 | 0.063896 | 0.035242 | 0.0018268 | 0.010649 | 0.15511 | 0.085039 | 0.024666 | 499 | 276.805 | 190
GM1509 | 484 | 178 | 373 | 776 | 679 | 1530 | 803 | 1095 | 888 | 259 | 950 | 1465 | 2414 | 1002 | 370 | 163 | 485 | 2475 | 613 | 346 | 293.4507 | 236.0772 | 182.6759 | 166.9757 | 116.1915 | 65 | 308.9092 | 286.0708 | 224.1819 | 154.474 | 117.0887 | 55 | 304.9117 | 267.0919 | 188.6995 | 168.5795 | 115.0557 | 55 | 282.022 | 237.2502 | 174.5491 | 169.0567 | 121.6021 | 55 | 0.033368 | 0.010767 | 0.022859 | 0.04599 | 0.042988 | 0.084802 | 0.045377 | 0.060374 | 0.049505 | 0.015627 | 0.053141 | 0.083618 | 0.13485 | 0.056305 | 0.023932 | 0.0091274 | 0.026983 | 0.14387 | 0.034412 | 0.022097 | 1134 | 270.5759 | 190
GM0437 | 189 | 98 | 1419 | 321 | 470 | 130 | 19 | 47 | 104 | 49 | 212 | 198 | 364 | 359 | 110 | 135 | 267 | 1109 | 539 | 159 | 250.0095 | 161.4414 | 147.6592 | 156.243 | 116.1127 | 65 | 317.8629 | 264.1432 | 191.0872 | 149.1426 | 113.0095 | 55 | 301.8371 | 246.5827 | 201.7955 | 157.3439 | 117.3846 | 55 | 286.8027 | 208.1834 | 195.2363 | 164.6634 | 116.6256 | 55 | 0.032122 | 0.018369 | 0.22374 | 0.052814 | 0.056399 | 0.021967 | 0.0030824 | 0.0074236 | 0.015556 | 0.0057203 | 0.035006 | 0.033005 | 0.060392 | 0.058998 | 0.016806 | 0.023887 | 0.043967 | 0.17644 | 0.087979 | 0.026327 | 1953 | 240.9624 | 190
GM0589 | 132 | 24 | 161 | 203 | 187 | 258 | 79 | 188 | 155 | 73 | 265 | 187 | 344 | 233 | 68 | 304 | 225 | 631 | 454 | 124 | 274.4625 | 99.0649 | 283.5474 | 136.7385 | 105.7387 | 65 | 306.533 | 306.5353 | 227.8951 | 151.889 | 117.2293 | 55 | 293.9269 | 251.6906 | 226.4545 | 163.5775 | 111.1629 | 55 | 295.5826 | 212.7216 | 212.1254 | 164.1705 | 111.6028 | 55 | 0.031473 | 0.0050289 | 0.038101 | 0.048818 | 0.044278 | 0.060689 | 0.018031 | 0.04442 | 0.036497 | 0.017385 | 0.062281 | 0.045052 | 0.07725 | 0.054515 | 0.015438 | 0.071104 | 0.05407 | 0.14146 | 0.10569 | 0.028418 | 388 | 274.5873 | 190
GM1734 | 193 | 143 | 539 | 824 | 727 | 976 | 618 | 738 | 1074 | 528 | 558 | 1156 | 2185 | 1934 | 1029 | 37 | 727 | 2740 | 1982 | 1181 | 241.0758 | 242.8768 | 193.4907 | 140.8762 | 118.908 | 65 | 308.2355 | 283.7664 | 213.6773 | 148.506 | 118.971 | 55 | 260.8275 | 215.2924 | 206.4 | 156.818 | 116.7709 | 55 | 308.7322 | 196.207 | 193.532 | 147.908 | 116.0311 | 55 | 0.0092628 | 0.0071889 | 0.027057 | 0.043129 | 0.038702 | 0.048935 | 0.030804 | 0.034912 | 0.050852 | 0.029296 | 0.028994 | 0.057987 | 0.10869 | 0.092151 | 0.058108 | 0.0020281 | 0.03539 | 0.13498 | 0.096521 | 0.065013 | 1817 | 227.2114 | 190
GM0590 | 14 | 466 | 2218 | 1214 | 880 | 134 | 34 | 64 | 201 | 49 | 204 | 496 | 1125 | 857 | 110 | 112 | 1112 | 2918 | 1809 | 394 | 322.8519 | 219.2494 | 222.7296 | 165.5071 | 113.1838 | 65 | 315.4745 | 268.5751 | 209.619 | 151.4669 | 116.1472 | 55 | 308.8851 | 265.1841 | 207.2407 | 159.9593 | 114.4487 | 55 | 295.0329 | 247.8187 | 197.3708 | 159.9757 | 111.5331 | 55 | 0.0010192 | 0.032066 | 0.15357 | 0.07701 | 0.063106 | 0.0088454 | 0.002393 | 0.0046297 | 0.01405 | 0.0032773 | 0.013828 | 0.034155 | 0.078864 | 0.060839 | 0.0080814 | 0.007281 | 0.076798 | 0.20272 | 0.1277 | 0.029763 | 1538 | 223.4422 | 190
GM0765 | 219 | 51 | 139 | 162 | 75 | 1025 | 159 | 271 | 520 | 99 | 242 | 456 | 733 | 347 | 116 | 41 | 307 | 672 | 84 | 25 | 208.2872 | 235.0092 | 193.8017 | 135.2947 | 118 | 65 | 326.65 | 291.8031 | 213.9407 | 161.241 | 126.9236 | 55 | 315.891 | 259.3132 | 233.6165 | 177.005 | 123.6481 | 55 | 296.6507 | 258.0552 | 219.2853 | 180.077 | 122.1695 | 55 | 0.034245 | 0.0087651 | 0.021107 | 0.026694 | 0.0073386 | 0.18559 | 0.028016 | 0.052223 | 0.090013 | 0.012544 | 0.044935 | 0.080563 | 0.13178 | 0.062681 | 0.014113 | 0.0078923 | 0.053455 | 0.12138 | 0.013698 | 0.0029598 | 499 | 257.4113 | 190
GM1926 | 121 | 137 | 728 | 1946 | 2320 | 263 | 191 | 427 | 404 | 612 | 437 | 462 | 1024 | 1616 | 1327 | 406 | 748 | 1765 | 4625 | 1991 | 288.8356 | 214.7027 | 171.2255 | 115.6683 | 109.4234 | 65 | 299.1555 | 283.958 | 213.0945 | 150.4524 | 117.2901 | 55 | 295.931 | 246.6074 | 208.7817 | 149.2509 | 117.7076 | 55 | 291.6427 | 212.4767 | 181.9188 | 140.9217 | 116.1651 | 55 | 0.0056134 | 0.0072631 | 0.032658 | 0.090013 | 0.10916 | 0.012187 | 0.008446 | 0.021135 | 0.018048 | 0.028519 | 0.021423 | 0.021691 | 0.047132 | 0.074534 | 0.059982 | 0.019008 | 0.034379 | 0.082305 | 0.21266 | 0.093843 | 1441 | 212.712 | 190
GM0439 | 319 | 459 | 6173 | 2894 | 2557 | 101 | 43 | 252 | 493 | 272 | 142 | 570 | 2214 | 2718 | 407 | 431 | 1273 | 6365 | 7989 | 1124 | 238.3581 | 165.6418 | 142.9613 | 127.674 | 117.578 | 65 | 287.4371 | 320.442 | 218.7456 | 139.7385 | 116.606 | 55 | 283.9095 | 236.9625 | 193.1664 | 151.8825 | 117.1932 | 55 | 273.5198 | 224.2875 | 181.1193 | 137.6059 | 114.8397 | 55 | 0.0081851 | 0.011854 | 0.16283 | 0.080453 | 0.066365 | 0.0027322 | 0.0011882 | 0.0074155 | 0.014087 | 0.0069106 | 0.0037065 | 0.015526 | 0.060793 | 0.075781 | 0.010827 | 0.011836 | 0.035606 | 0.17558 | 0.21883 | 0.029496 | 3651 | 215.1733 | 190
GM0273 | 87 | 42 | 223 | 255 | 698 | 821 | 546 | 728 | 670 | 358 | 260 | 551 | 1179 | 566 | 361 | 18 | 312 | 1002 | 633 | 419 | 286.8686 | 252.6643 | 199.0498 | 154.2776 | 117.7059 | 65 | 308.713 | 282.5585 | 216.1193 | 152.9341 | 116.8129 | 55 | 295.6581 | 262.1 | 219.5972 | 162.9537 | 114.5083 | 55 | 282.8202 | 238.4746 | 208.7741 | 172.6024 | 113.6993 | 55 | 0.0090671 | 0.0046573 | 0.023532 | 0.027165 | 0.069648 | 0.086057 | 0.055706 | 0.07352 | 0.067575 | 0.034817 | 0.027127 | 0.056528 | 0.12486 | 0.059293 | 0.037338 | 0.0018672 | 0.03287 | 0.1035 | 0.06287 | 0.042003 | 2464 | 255.0307 | 190
GM0177 | 273 | 121 | 456 | 814 | 391 | 983 | 646 | 1033 | 1159 | 526 | 418 | 591 | 2495 | 1431 | 553 | 43 | 259 | 2179 | 1200 | 422 | 272.5665 | 258.7409 | 174.2194 | 154.4088 | 115.2506 | 65 | 310.2336 | 296.0937 | 217.897 | 149.2719 | 117.5406 | 55 | 300.0243 | 218.2633 | 195.4763 | 166.3102 | 114.3516 | 55 | 320.3234 | 187.5992 | 173.3594 | 158.6458 | 115.2286 | 55 | 0.018913 | 0.0076896 | 0.029421 | 0.049302 | 0.027945 | 0.06009 | 0.037772 | 0.064185 | 0.070701 | 0.038486 | 0.025867 | 0.03572 | 0.15319 | 0.088081 | 0.040545 | 0.0026739 | 0.015853 | 0.13029 | 0.074508 | 0.028773 | 1661 | 245.3409 | 190
GM0703 | 51 | 28 | 404 | 200 | 530 | 768 | 302 | 398 | 684 | 292 | 899 | 771 | 970 | 560 | 293 | 239 | 516 | 828 | 316 | 183 | 195.6978 | 272.8631 | 218.043 | 147.5635 | 120.8816 | 65 | 323.7065 | 299.3514 | 223.6725 | 143.2615 | 114.1534 | 55 | 310.4177 | 269.157 | 222.3357 | 160.7691 | 114.6368 | 55 | 286.5164 | 262.8955 | 200.7953 | 152.016 | 112.8675 | 55 | 0.0047108 | 0.0028791 | 0.048848 | 0.022508 | 0.053074 | 0.082599 | 0.031522 | 0.042504 | 0.077285 | 0.028223 | 0.097084 | 0.084144 | 0.10586 | 0.066998 | 0.028689 | 0.023389 | 0.056453 | 0.088675 | 0.037018 | 0.01754 | 1239 | 281.0485 | 190
GM0274 | 205 | 933 | 2049 | 522 | 634 | 1015 | 615 | 467 | 266 | 125 | 1851 | 1496 | 1140 | 499 | 178 | 422 | 774 | 1134 | 368 | 262 | 263.3599 | 225.0298 | 214.3512 | 147.0306 | 120.6917 | 65 | 296.3411 | 278.5723 | 211.9548 | 150.3195 | 110.1884 | 55 | 285.6088 | 246.7664 | 208.9211 | 155.7538 | 116.0795 | 55 | 250.4505 | 213.714 | 190.8067 | 151.7832 | 117.015 | 55 | 0.01421 | 0.064092 | 0.13466 | 0.034716 | 0.044728 | 0.067056 | 0.04095 | 0.031447 | 0.018125 | 0.008884 | 0.12278 | 0.099887 | 0.076022 | 0.032724 | 0.012905 | 0.027882 | 0.050633 | 0.074892 | 0.024451 | 0.018955 | 1469 | 301.0846 | 190
GM0339 | 24 | 31 | 29 | 46 | 129 | 103 | 41 | 94 | 119 | 114 | 68 | 59 | 209 | 165 | 150 | 8 | 42 | 243 | 200 | 253 | 103.8291 | 133.5313 | 120.8127 | 166.1188 | 117.5359 | 65 | 313.7373 | 341.1874 | 229.6082 | 161.3548 | 119.4937 | 55 | 283.789 | 237.6455 | 210.4807 | 170.861 | 115.8155 | 55 | 403 | 230.4187 | 209.9324 | 161.7668 | 116.4474 | 55 | 0.012114 | 0.014543 | 0.013098 | 0.021287 | 0.056963 | 0.047068 | 0.018992 | 0.044269 | 0.058524 | 0.057755 | 0.032258 | 0.026684 | 0.095944 | 0.078652 | 0.081841 | 0.0019997 | 0.017885 | 0.11075 | 0.090659 | 0.11871 | 185 | 233.9085 | 190
GM0275 | 403 | 604 | 2518 | 1265 | 628 | 1002 | 304 | 452 | 197 | 101 | 3014 | 2046 | 1867 | 555 | 322 | 578 | 2415 | 2165 | 488 | 236 | 261.0927 | 266.2316 | 205.2174 | 169.3591 | 118.7617 | 65 | 309.1047 | 264.8369 | 220.2839 | 150.1127 | 115.9072 | 55 | 293.9867 | 236.1823 | 203.2184 | 165.408 | 116.6006 | 55 | 276.381 | 217.6768 | 186.5056 | 160.895 | 117.1549 | 55 | 0.01988 | 0.027021 | 0.12068 | 0.060566 | 0.031696 | 0.048278 | 0.014544 | 0.022785 | 0.0096749 | 0.0053446 | 0.14036 | 0.094565 | 0.086629 | 0.025789 | 0.01694 | 0.026411 | 0.1121 | 0.10225 | 0.022411 | 0.012078 | 2784 | 298.0503 | 190
GM0340 | 138 | 422 | 338 | 404 | 342 | 426 | 410 | 308 | 331 | 252 | 513 | 636 | 613 | 402 | 276 | 220 | 504 | 798 | 595 | 289 | 230.0256 | 259.0821 | 141.7075 | 157.7513 | 90.6284 | 65 | 296.8948 | 292.1566 | 231.9716 | 153.9131 | 116.9009 | 55 | 278.7162 | 212.4947 | 217.3886 | 161.6203 | 115.6926 | 55 | 258.5156 | 164.5483 | 201.2727 | 146.9007 | 116.373 | 55 | 0.015251 | 0.055455 | 0.04082 | 0.050419 | 0.038405 | 0.058 | 0.050255 | 0.038964 | 0.033659 | 0.027746 | 0.068782 | 0.081613 | 0.077833 | 0.043945 | 0.028642 | 0.028916 | 0.065053 | 0.10058 | 0.069473 | 0.026185 | 837 | 250.0053 | 190
GM0597 | 31 | 2278 | 3689 | 1558 | 1606 | 480 | 98 | 175 | 188 | 120 | 1188 | 552 | 1437 | 598 | 303 | 656 | 691 | 3676 | 1202 | 456 | 225.8047 | 251.0629 | 221.0977 | 165.5437 | 126.1535 | 65 | 292.1862 | 241.4485 | 212.6896 | 156.8369 | 114.016 | 55 | 277.5111 | 224.439 | 216.4654 | 172.5092 | 126.553 | 55 | 259.3893 | 244.8745 | 207.4136 | 170.1878 | 123.8931 | 55 | 0.0015185 | 0.1095 | 0.17809 | 0.072148 | 0.081468 | 0.022769 | 0.0047186 | 0.0080497 | 0.0091671 | 0.0060652 | 0.054797 | 0.02724 | 0.067801 | 0.027388 | 0.015299 | 0.031102 | 0.032672 | 0.1725 | 0.055482 | 0.022232 | 2964 | 222.2711 | 190
GM1742 | 314 | 166 | 899 | 928 | 676 | 937 | 480 | 892 | 882 | 420 | 390 | 902 | 1731 | 1183 | 609 | 37 | 403 | 1737 | 768 | 448 | 270.2876 | 295.0992 | 177.6168 | 137.4998 | 91.6974 | 65 | 285.5608 | 298.2149 | 210.7339 | 148.25 | 115.0528 | 55 | 289.8915 | 262.0489 | 187.4104 | 158.7359 | 115.6333 | 55 | 229.2699 | 240.3651 | 164.7678 | 154.3733 | 112.3453 | 55 | 0.021993 | 0.011775 | 0.063789 | 0.06653 | 0.052407 | 0.061396 | 0.03064 | 0.059015 | 0.059271 | 0.031075 | 0.025865 | 0.057102 | 0.11516 | 0.076633 | 0.046203 | 0.0028648 | 0.025346 | 0.11138 | 0.046891 | 0.03466 | 2311 | 251.2647 | 190
GM0603 | 2514 | 6461 | 7243 | 1571 | 1252 | 93 | 30 | 60 | 80 | 61 | 374 | 217 | 338 | 484 | 596 | 1518 | 590 | 852 | 1715 | 944 | 272.0778 | 247.3119 | 224.565 | 169.3938 | 134.5128 | 65 | 303.6771 | 303.2987 | 226.9948 | 136.1535 | 110.4302 | 55 | 297.7301 | 240.8434 | 245.1065 | 163.4921 | 115.997 | 55 | 273.0091 | 224.6637 | 221.7637 | 162.8164 | 116.1569 | 55 | 0.091913 | 0.24165 | 0.27127 | 0.058469 | 0.044001 | 0.003513 | 0.0011138 | 0.0021734 | 0.0029089 | 0.0019844 | 0.014115 | 0.0080958 | 0.012829 | 0.017803 | 0.020486 | 0.056469 | 0.021746 | 0.032646 | 0.064205 | 0.032606 | 3780 | 240.627 | 190
GM1674 | 496 | 1744 | 1933 | 2688 | 1610 | 1282 | 612 | 1523 | 1417 | 557 | 1893 | 1444 | 3097 | 1876 | 253 | 936 | 2054 | 5742 | 3713 | 474 | 273.7835 | 222.4124 | 216.9083 | 156.9372 | 107.35 | 65 | 314.1323 | 280.221 | 222.5655 | 153.504 | 117.4888 | 55 | 319.7691 | 271.713 | 206.1068 | 170.267 | 115.5242 | 55 | 293.7286 | 246.9206 | 194.6041 | 166.2054 | 106.4186 | 55 | 0.01322 | 0.050874 | 0.05503 | 0.072603 | 0.042447 | 0.036109 | 0.017094 | 0.043708 | 0.039102 | 0.014646 | 0.054919 | 0.040342 | 0.089357 | 0.053819 | 0.0064937 | 0.027583 | 0.060202 | 0.16527 | 0.10473 | 0.012453 | 5914 | 251.1148 | 190
GM0599 | 74668 | 40059 | 53749 | 46114 | 18479 | 1237 | 777 | 415 | 1277 | 813 | 5687 | 3852 | 4695 | 4687 | 2739 | 14173 | 8558 | 15054 | 12787 | 6325 | 225.1104 | 219.5032 | 183.4394 | 155.0938 | 114.8099 | 65 | 310.8782 | 281.7847 | 222.6869 | 151.2732 | 114.4404 | 55 | 274.7231 | 234.223 | 199.6354 | 159.2675 | 116.0472 | 55 | 234.9451 | 221.854 | 178.9848 | 152.2538 | 114.7573 | 55 | 0.22914 | 0.1229 | 0.16002 | 0.15185 | 0.067889 | 0.0038591 | 0.0029329 | 0.0013427 | 0.0048544 | 0.0029651 | 0.017485 | 0.011788 | 0.014806 | 0.015537 | 0.0099693 | 0.043324 | 0.026413 | 0.047575 | 0.04193 | 0.02343 | 25322 | 222.1723 | 190
GM0277 | 3 | 2 | 0 | 0 | 7 | 36 | 35 | 75 | 54 | 24 | 34 | 180 | 36 | 46 | 34 | 7 | 55 | 24 | 33 | 3 | 0 | 0 | 0 | 0 | 118 | 65 | 367.6481 | 268.2167 | 197.2789 | 146.9902 | 123.7448 | 55 | 327.0727 | 249.6384 | 240.5648 | 160.0845 | 116.7155 | 55 | 220.2608 | 253.3507 | 235.0712 | 145.5019 | 118 | 55 | 0.0064618 | 0.0018142 | 0 | 0 | 0.0079063 | 0.050793 | 0.041656 | 0.1217 | 0.084588 | 0.027133 | 0.038453 | 0.25307 | 0.060969 | 0.065455 | 0.054877 | 0.01282 | 0.081858 | 0.03639 | 0.049383 | 0.0046753 | 36 | 364.5207 | 190
GM0840 | 25 | 24 | 174 | 292 | 242 | 420 | 781 | 1579 | 932 | 272 | 141 | 664 | 1900 | 601 | 281 | 19 | 178 | 484 | 525 | 239 | 309.2061 | 224.9172 | 165.0764 | 133.0606 | 118.5087 | 65 | 310.8735 | 281.2278 | 224.4413 | 157.8651 | 115.6344 | 55 | 316.6742 | 235.438 | 183.7413 | 163.3403 | 116.386 | 55 | 230.6955 | 181.3899 | 173.1272 | 153.1986 | 110.3572 | 55 | 0.0022295 | 0.0022629 | 0.016197 | 0.025494 | 0.022737 | 0.044229 | 0.08075 | 0.16482 | 0.096368 | 0.027913 | 0.014476 | 0.067589 | 0.19762 | 0.062847 | 0.027435 | 0.0021663 | 0.018302 | 0.049673 | 0.052725 | 0.024166 | 763 | 275.8143 | 190
GM0441 | 229 | 67 | 603 | 1515 | 562 | 1658 | 696 | 1151 | 1253 | 460 | 688 | 578 | 2302 | 1411 | 381 | 251 | 428 | 4174 | 1558 | 411 | 243.3307 | 174.1155 | 201.3202 | 137.8024 | 116.6981 | 65 | 292.2574 | 271.853 | 219.2876 | 149.0749 | 117.5002 | 55 | 287.5457 | 238.4615 | 199.129 | 155.503 | 119.0078 | 55 | 252.0161 | 221.211 | 194.6898 | 148.4863 | 115.9315 | 55 | 0.011792 | 0.0034445 | 0.032907 | 0.076673 | 0.032871 | 0.08122 | 0.035518 | 0.05473 | 0.059263 | 0.024297 | 0.032158 | 0.027456 | 0.1113 | 0.06684 | 0.021208 | 0.011848 | 0.021282 | 0.199 | 0.073812 | 0.022376 | 5857 | 285.666 | 190
GM0279 | 93 | 7 | 79 | 155 | 260 | 132 | 94 | 193 | 124 | 76 | 269 | 182 | 582 | 298 | 217 | 68 | 86 | 722 | 204 | 163 | 276.9758 | 0 | 167.6963 | 173.4573 | 121.8337 | 65 | 289.4309 | 286.7813 | 209.538 | 174.5185 | 118.5072 | 55 | 312.0873 | 237.0439 | 217.5667 | 170.9319 | 117.1367 | 55 | 286.4036 | 165.5045 | 199.7134 | 176.3121 | 116.5189 | 55 | 0.022832 | 0.0018502 | 0.018076 | 0.03879 | 0.067803 | 0.033009 | 0.022952 | 0.044945 | 0.032308 | 0.018901 | 0.063213 | 0.047711 | 0.14561 | 0.075539 | 0.054035 | 0.015912 | 0.021577 | 0.17864 | 0.054071 | 0.042225 | 589 | 217.0778 | 190
GM0606 | 6566 | 5062 | 7324 | 4937 | 1233 | 168 | 33 | 14 | 92 | 81 | 888 | 279 | 426 | 834 | 439 | 3154 | 515 | 1362 | 2795 | 977 | 264.5225 | 267.6132 | 233.2758 | 176.4846 | 115.2079 | 65 | 303.8872 | 290.9698 | 255.6364 | 155.5482 | 115.3937 | 55 | 312.3249 | 216.2995 | 219.9438 | 165.8122 | 117.073 | 55 | 287.0243 | 204.8255 | 201.7195 | 161.8289 | 115.947 | 55 | 0.17443 | 0.12926 | 0.20347 | 0.13445 | 0.031842 | 0.004757 | 0.001191 | 0.00043736 | 0.0025669 | 0.0020548 | 0.024089 | 0.0078911 | 0.011263 | 0.023198 | 0.011191 | 0.083487 | 0.014424 | 0.037321 | 0.078333 | 0.024339 | 3076 | 255.754 | 190
GM0088 | 18 | 0 | 12 | 18 | 6 | 65 | 35 | 49 | 40 | 7 | 52 | 46 | 93 | 25 | 39 | 26 | 16 | 19 | 10 | 10 | 256.8805 | 0 | 135.4643 | 106.1904 | 107.7557 | 65 | 316.2117 | 324.2031 | 230.9258 | 134.0927 | 115.3725 | 55 | 346.1962 | 187.165 | 172.3743 | 147.1336 | 104.2372 | 55 | 240.5567 | 265.7906 | 130.9477 | 149.619 | 118 | 55 | 0.034079 | 0 | 0.019801 | 0.023909 | 0.012526 | 0.11226 | 0.059873 | 0.072833 | 0.062221 | 0.013037 | 0.093432 | 0.084965 | 0.15215 | 0.041357 | 0.083408 | 0.044829 | 0.022797 | 0.036362 | 0.010827 | 0.019334 | 847 | 312.7828 | 190
GM1676 | 73 | 24 | 249 | 489 | 823 | 1468 | 1093 | 1523 | 1630 | 441 | 1030 | 807 | 1600 | 812 | 308 | 1124 | 514 | 2007 | 727 | 372 | 207.0629 | 202.5929 | 231.3483 | 145.2039 | 98.277 | 65 | 296.6344 | 291.3691 | 169.1102 | 152.7598 | 115.2098 | 55 | 310.1777 | 254.4843 | 171.9078 | 153.0999 | 113.755 | 55 | 304.2073 | 232.7469 | 156.6694 | 142.2839 | 112.2339 | 55 | 0.0047407 | 0.001474 | 0.014442 | 0.026973 | 0.055759 | 0.083252 | 0.062823 | 0.089596 | 0.093416 | 0.030304 | 0.059139 | 0.0459 | 0.09112 | 0.046946 | 0.022245 | 0.06426 | 0.028159 | 0.11105 | 0.040915 | 0.027489 | 7078 | 275.2941 | 190
GM0796 | 3807 | 4075 | 7138 | 7288 | 5948 | 461 | 1050 | 2004 | 1493 | 751 | 1029 | 2557 | 4921 | 3168 | 1650 | 2552 | 4018 | 9728 | 5902 | 3349 | 253.5336 | 221.1432 | 192.0695 | 153.2924 | 119.6708 | 65 | 300.4246 | 269.7906 | 209.9919 | 156.5892 | 118.3969 | 55 | 305.2721 | 223.2033 | 195.6676 | 169.261 | 117.1112 | 55 | 263.777 | 183.3145 | 179.3143 | 162.9692 | 113.6376 | 55 | 0.052345 | 0.054813 | 0.096265 | 0.10657 | 0.080142 | 0.006297 | 0.014267 | 0.026491 | 0.020504 | 0.010049 | 0.014064 | 0.034443 | 0.066448 | 0.043494 | 0.022934 | 0.035087 | 0.054912 | 0.13212 | 0.083098 | 0.045655 | 8502 | 215.6068 | 190
GM0610 | 56 | 577 | 1783 | 666 | 1126 | 298 | 62 | 54 | 154 | 41 | 933 | 293 | 591 | 488 | 197 | 522 | 524 | 1340 | 796 | 432 | 235.3595 | 240.8326 | 147.1403 | 153.156 | 114.128 | 65 | 299.4265 | 309.3798 | 245.7998 | 162.2535 | 121.1065 | 55 | 303.2681 | 227.1291 | 211.2147 | 165.9696 | 116.4018 | 55 | 268.3197 | 208.0161 | 194.2401 | 175.3159 | 111.9768 | 55 | 0.0052118 | 0.048468 | 0.1648 | 0.055892 | 0.11083 | 0.029045 | 0.0057496 | 0.0050567 | 0.012198 | 0.0044964 | 0.08576 | 0.026821 | 0.050494 | 0.04067 | 0.019246 | 0.047212 | 0.046204 | 0.12456 | 0.075417 | 0.04187 | 1179 | 225.324 | 190
GM1714 | 27 | 32 | 367 | 715 | 645 | 1490 | 836 | 881 | 919 | 317 | 813 | 1138 | 1035 | 605 | 149 | 749 | 1633 | 1269 | 344 | 95 | 166.2082 | 266.638 | 163.1533 | 147.9277 | 120.7792 | 65 | 301.6764 | 295.0248 | 218.6822 | 150.4594 | 119.6002 | 55 | 313.4247 | 276.1344 | 206.649 | 155.328 | 115.0874 | 55 | 285.169 | 287.2231 | 190.2809 | 152.9127 | 125.4632 | 55 | 0.002114 | 0.0021275 | 0.02596 | 0.051219 | 0.043363 | 0.10241 | 0.057138 | 0.064086 | 0.064479 | 0.024015 | 0.055846 | 0.079626 | 0.076242 | 0.044838 | 0.011268 | 0.051649 | 0.11872 | 0.09134 | 0.026137 | 0.007427 | 7231 | 258.5897 | 190
GM0090 | 122 | 677 | 1851 | 1634 | 1012 | 1512 | 537 | 1216 | 1651 | 554 | 478 | 1174 | 2978 | 1738 | 786 | 159 | 1652 | 4238 | 1073 | 702 | 191.7962 | 223.9578 | 211.3657 | 163.8658 | 118.6397 | 65 | 310.0323 | 277.8286 | 214.1773 | 140.9665 | 115.2296 | 55 | 303.2925 | 225.2198 | 211.5382 | 154.7592 | 115.8013 | 55 | 290.5529 | 196.2027 | 201.8329 | 164.791 | 114.1839 | 55 | 0.0045697 | 0.026591 | 0.07274 | 0.064187 | 0.036313 | 0.058748 | 0.021357 | 0.047628 | 0.064646 | 0.020564 | 0.018966 | 0.045657 | 0.11658 | 0.068321 | 0.029663 | 0.0061594 | 0.064598 | 0.1639 | 0.042053 | 0.026766 | 3328 | 230.6201 | 190
GM0342 | 253 | 1425 | 3632 | 1232 | 551 | 1165 | 253 | 382 | 474 | 201 | 1886 | 860 | 1316 | 1117 | 239 | 301 | 1023 | 2387 | 1786 | 229 | 267.2581 | 239.2335 | 192.6569 | 163.701 | 114.2368 | 65 | 309.2224 | 278.2857 | 213.7012 | 158.9849 | 120.1546 | 55 | 292.5246 | 234.5871 | 201.1697 | 158.222 | 119.3164 | 55 | 281.5545 | 205.5191 | 192.2035 | 155.9299 | 116.7852 | 55 | 0.012983 | 0.067537 | 0.17188 | 0.065871 | 0.028391 | 0.054338 | 0.0117 | 0.017999 | 0.024387 | 0.0098209 | 0.088755 | 0.040563 | 0.061849 | 0.055751 | 0.011779 | 0.013841 | 0.04646 | 0.11353 | 0.089274 | 0.013285 | 2822 | 273.5191 | 190
GM0180 | 349 | 94 | 93 | 162 | 151 | 589 | 386 | 627 | 594 | 228 | 215 | 226 | 560 | 470 | 331 | 25 | 14 | 365 | 267 | 156 | 261.5878 | 315.765 | 191.0187 | 136.5168 | 117.4061 | 65 | 315.1076 | 281.0047 | 233.9091 | 155.888 | 118.7037 | 55 | 284.3442 | 233.9856 | 194.1232 | 162.7545 | 113.427 | 55 | 298.4009 | 294.1626 | 153.1159 | 156.6208 | 114.2341 | 55 | 0.057908 | 0.015055 | 0.01616 | 0.025519 | 0.020287 | 0.10408 | 0.069859 | 0.1111 | 0.10522 | 0.033002 | 0.035825 | 0.042093 | 0.09963 | 0.079584 | 0.044965 | 0.004578 | 0.002533 | 0.064421 | 0.046828 | 0.021357 | 746 | 244.4916 | 190
GM0532 | 38 | 63 | 190 | 279 | 368 | 604 | 205 | 213 | 599 | 152 | 257 | 217 | 1434 | 726 | 191 | 38 | 84 | 2431 | 882 | 228 | 225.0206 | 274.0596 | 156.9341 | 163.5211 | 115.205 | 65 | 306.1823 | 266.0469 | 213.9745 | 143.1588 | 118.1657 | 55 | 320.198 | 237.0983 | 200.2256 | 161.8125 | 116.4475 | 55 | 291.0383 | 227.1474 | 184.4251 | 160.3356 | 114.1396 | 55 | 0.0037593 | 0.0065357 | 0.019337 | 0.027103 | 0.03973 | 0.068859 | 0.021719 | 0.023108 | 0.072019 | 0.0152 | 0.025999 | 0.024684 | 0.15552 | 0.080286 | 0.021377 | 0.0044386 | 0.0092064 | 0.25894 | 0.096155 | 0.026022 | 706 | 249.1143 | 190
GM0851 | 114 | 39 | 353 | 409 | 405 | 663 | 389 | 709 | 690 | 140 | 489 | 743 | 1220 | 668 | 212 | 261 | 561 | 1407 | 632 | 294 | 283.857 | 240.6795 | 176.5015 | 152.6456 | 116.8012 | 65 | 303.3926 | 284.8201 | 218.1891 | 152.407 | 118.3511 | 55 | 323.9834 | 259.8167 | 204.0748 | 164.1936 | 119.8753 | 55 | 280.1824 | 242.9601 | 185.1847 | 160.6263 | 116.1096 | 55 | 0.011103 | 0.0036584 | 0.02876 | 0.038991 | 0.03854 | 0.066927 | 0.03997 | 0.069627 | 0.064817 | 0.014618 | 0.046671 | 0.071029 | 0.11896 | 0.064893 | 0.022825 | 0.023247 | 0.049469 | 0.13627 | 0.058933 | 0.030697 | 1464 | 269.2963 | 190
GM1708 | 375 | 254 | 587 | 1229 | 469 | 2190 | 783 | 1229 | 1389 | 528 | 909 | 1092 | 1877 | 1639 | 751 | 563 | 693 | 2077 | 881 | 553 | 213.0792 | 263.1008 | 219.7635 | 156.9496 | 104.7693 | 65 | 304.0621 | 283.7039 | 218.8389 | 145.4337 | 115.9373 | 55 | 300.9095 | 261.9205 | 214.9567 | 156.1457 | 115.7632 | 55 | 287.3355 | 239.9117 | 201.0142 | 155.2441 | 115.4613 | 55 | 0.016165 | 0.012466 | 0.030144 | 0.060514 | 0.022232 | 0.11321 | 0.040138 | 0.062372 | 0.071321 | 0.025511 | 0.04493 | 0.053297 | 0.095085 | 0.083934 | 0.033461 | 0.026616 | 0.033368 | 0.10588 | 0.043006 | 0.02636 | 2873 | 273.5435 | 190
GM1904 | 279 | 799 | 3184 | 1656 | 1243 | 958 | 337 | 854 | 665 | 436 | 1158 | 808 | 2750 | 1282 | 334 | 853 | 914 | 6277 | 3331 | 504 | 254.4766 | 199.107 | 173.7147 | 147.0818 | 112.662 | 65 | 280.2667 | 285.8856 | 217.4587 | 151.6431 | 116.3513 | 55 | 298.701 | 224.0535 | 212.9596 | 175.0212 | 116.0521 | 55 | 278.8602 | 191.8164 | 198.3272 | 173.9749 | 115.0348 | 55 | 0.0093134 | 0.028511 | 0.11261 | 0.058511 | 0.041103 | 0.03253 | 0.011936 | 0.028749 | 0.022342 | 0.013565 | 0.039992 | 0.027799 | 0.09947 | 0.043805 | 0.011001 | 0.030188 | 0.030928 | 0.22601 | 0.11498 | 0.016657 | 2711 | 244.7257 | 190
GM0715 | 112 | 173 | 2256 | 1619 | 777 | 1907 | 624 | 1359 | 1427 | 493 | 1703 | 1347 | 2673 | 1320 | 432 | 1598 | 1651 | 4052 | 1101 | 311 | 249.4748 | 162.1849 | 181.804 | 169.7551 | 115.3767 | 65 | 309.1079 | 302.2799 | 223.3384 | 151.4056 | 117.1421 | 55 | 305.4716 | 267.8219 | 210.0984 | 155.6047 | 117.7655 | 55 | 287.4738 | 248.3502 | 189.7771 | 154.3062 | 116.8849 | 55 | 0.0038811 | 0.0063856 | 0.082599 | 0.061336 | 0.026033 | 0.07513 | 0.02354 | 0.050454 | 0.055888 | 0.016393 | 0.064481 | 0.051894 | 0.096379 | 0.05038 | 0.014484 | 0.060733 | 0.060688 | 0.14506 | 0.043547 | 0.010715 | 3946 | 251.4562 | 190
GM0093 | 62 | 2 | 10 | 72 | 104 | 405 | 132 | 164 | 140 | 93 | 277 | 110 | 143 | 91 | 71 | 171 | 48 | 120 | 40 | 26 | 270.9215 | 0 | 221.8161 | 156.3625 | 123.3756 | 65 | 326.3968 | 323.7153 | 239.6746 | 150.5138 | 114.2704 | 55 | 319.0027 | 282.8103 | 234.08 | 179.2315 | 118.0086 | 55 | 297.5247 | 242.9053 | 215.6568 | 168.0354 | 111.797 | 55 | 0.028569 | 0.00091575 | 0.0048619 | 0.033305 | 0.043168 | 0.17899 | 0.058693 | 0.074334 | 0.058375 | 0.045071 | 0.11272 | 0.051184 | 0.061688 | 0.038799 | 0.031454 | 0.067697 | 0.021705 | 0.057564 | 0.016961 | 0.013939 | 1865 | 281.5384 | 190
GM0448 | 72 | 64 | 268 | 345 | 274 | 699 | 282 | 409 | 274 | 139 | 628 | 452 | 552 | 377 | 145 | 304 | 137 | 662 | 429 | 144 | 273.6946 | 249.734 | 194.9763 | 124.6772 | 120.9034 | 65 | 286.5307 | 277.5444 | 214.4749 | 146.3295 | 115.5413 | 55 | 307.1057 | 246.9564 | 216.5592 | 148.7657 | 116.7296 | 55 | 318.3716 | 212.0657 | 189.1259 | 134.5177 | 117.6947 | 55 | 0.0099683 | 0.0086019 | 0.03822 | 0.058324 | 0.041787 | 0.10135 | 0.041758 | 0.063187 | 0.043277 | 0.023439 | 0.091616 | 0.069041 | 0.080888 | 0.055885 | 0.023801 | 0.045397 | 0.021294 | 0.094856 | 0.064308 | 0.023001 | 4936 | 296.5947 | 190
GM1525 | 298 | 362 | 1141 | 1018 | 1168 | 349 | 156 | 223 | 326 | 183 | 725 | 825 | 787 | 1303 | 354 | 577 | 921 | 1880 | 2802 | 702 | 204.3933 | 272.9639 | 203.9548 | 170.8841 | 116.7008 | 65 | 290.2086 | 291.8271 | 209.1395 | 156.0836 | 115.6501 | 55 | 306.7489 | 249.6401 | 202.4111 | 169.2519 | 118.9843 | 55 | 292.3167 | 214.5918 | 186.0338 | 168.9312 | 117.7257 | 55 | 0.022088 | 0.022825 | 0.069946 | 0.060308 | 0.081962 | 0.021238 | 0.0091033 | 0.013979 | 0.02002 | 0.013451 | 0.043271 | 0.048144 | 0.04694 | 0.078374 | 0.026168 | 0.035543 | 0.054846 | 0.11317 | 0.16565 | 0.052971 | 1709 | 283.5547 | 190
GM0716 | 17 | 24 | 289 | 304 | 481 | 680 | 258 | 398 | 611 | 275 | 926 | 508 | 1177 | 706 | 309 | 1133 | 379 | 1547 | 619 | 310 | 235.9199 | 375.8218 | 216.6787 | 168.3828 | 96.0694 | 65 | 308.5551 | 292.3164 | 231.0286 | 148.6447 | 118.0296 | 55 | 306.9533 | 266.5433 | 213.0309 | 156.582 | 116.82 | 55 | 272.7625 | 253.3148 | 195.0545 | 145.2446 | 115.7232 | 55 | 0.0016175 | 0.003028 | 0.025947 | 0.025874 | 0.048487 | 0.061828 | 0.022991 | 0.034915 | 0.0563 | 0.025781 | 0.082167 | 0.04703 | 0.10616 | 0.062489 | 0.028593 | 0.1046 | 0.034823 | 0.14285 | 0.054587 | 0.029937 | 2095 | 245.4776 | 190
GM0281 | 350 | 760 | 1451 | 1139 | 944 | 535 | 199 | 308 | 452 | 120 | 888 | 781 | 1201 | 1516 | 311 | 980 | 938 | 2129 | 2401 | 697 | 256.3106 | 208.9864 | 216.3014 | 169.1885 | 95.1048 | 65 | 315.6491 | 285.8362 | 221.4842 | 155.7084 | 113.6336 | 55 | 316.301 | 250.0384 | 207.8429 | 167.782 | 118.4835 | 55 | 287.0716 | 214.4445 | 195.5919 | 162.508 | 118.5448 | 55 | 0.019946 | 0.037963 | 0.081105 | 0.063512 | 0.063185 | 0.030368 | 0.011618 | 0.017227 | 0.02591 | 0.0067421 | 0.048793 | 0.04444 | 0.062361 | 0.080582 | 0.018019 | 0.054824 | 0.050298 | 0.11135 | 0.13093 | 0.04082 | 2319 | 264.8229 | 190
GM0855 | 2419 | 4184 | 12156 | 8594 | 8680 | 677 | 395 | 1285 | 1374 | 515 | 3380 | 2964 | 4966 | 4504 | 1851 | 10264 | 6904 | 9577 | 11995 | 4034 | 236.8414 | 229.9159 | 204.1743 | 145.7819 | 125.4763 | 65 | 295.8079 | 269.3701 | 214.9151 | 151.0697 | 114.9833 | 55 | 303.123 | 230.4676 | 206.2635 | 154.5204 | 117.289 | 55 | 284.6293 | 202.9479 | 188.6193 | 143.4464 | 115.2313 | 55 | 0.022084 | 0.045525 | 0.12386 | 0.083228 | 0.078631 | 0.0066702 | 0.0038348 | 0.012462 | 0.01321 | 0.0047178 | 0.034583 | 0.02993 | 0.050567 | 0.045206 | 0.016543 | 0.10399 | 0.070737 | 0.097807 | 0.11986 | 0.036545 | 13467 | 246.676 | 190
GM0183 | 245 | 268 | 321 | 641 | 553 | 338 | 489 | 849 | 1163 | 556 | 138 | 309 | 904 | 697 | 278 | 15 | 62 | 466 | 162 | 100 | 301.0398 | 252.0807 | 171.5807 | 118.7503 | 110.0661 | 65 | 309.6804 | 292.2425 | 225.5523 | 154.752 | 117.9363 | 55 | 342.0534 | 256.5001 | 204.3411 | 158.0819 | 118.816 | 55 | 186.7662 | 230.0248 | 173.2905 | 143.7228 | 109.4255 | 55 | 0.028372 | 0.032902 | 0.037452 | 0.076954 | 0.059462 | 0.040018 | 0.059986 | 0.10154 | 0.13482 | 0.06082 | 0.016029 | 0.036573 | 0.10414 | 0.084037 | 0.031179 | 0.0017777 | 0.0070558 | 0.056036 | 0.020708 | 0.010139 | 535 | 266.5765 | 190
GM1700 | 249 | 125 | 292 | 617 | 569 | 1043 | 740 | 1164 | 1088 | 401 | 427 | 799 | 1892 | 1247 | 366 | 16 | 255 | 1684 | 559 | 228 | 292.7356 | 226.2795 | 186.6622 | 141.4601 | 86.0301 | 65 | 316.3403 | 284.2188 | 222.5321 | 154.6963 | 118.1804 | 55 | 324.4618 | 219.1579 | 185.5313 | 159.3242 | 113.0095 | 55 | 216.7263 | 166.5785 | 165.5227 | 151.4339 | 105.4508 | 55 | 0.018357 | 0.0090588 | 0.022888 | 0.039975 | 0.04921 | 0.074355 | 0.055533 | 0.086656 | 0.070206 | 0.032759 | 0.030723 | 0.057099 | 0.14391 | 0.077641 | 0.031505 | 0.0012768 | 0.01892 | 0.12544 | 0.034655 | 0.019831 | 1150 | 255.7887 | 190
GM1730 | 98 | 25 | 474 | 720 | 181 | 1772 | 1023 | 991 | 870 | 609 | 300 | 1062 | 2205 | 1083 | 553 | 22 | 356 | 1541 | 501 | 104 | 241.8196 | 334.0219 | 243.9263 | 173.2126 | 127.732 | 65 | 293.3479 | 277.6841 | 216.0085 | 147.5941 | 112.5658 | 55 | 286.9836 | 256.891 | 205.9274 | 164.1983 | 115.139 | 55 | 278.0112 | 205.3487 | 194.3124 | 162.9707 | 114.4232 | 55 | 0.006645 | 0.0016869 | 0.03459 | 0.05505 | 0.014794 | 0.11881 | 0.065647 | 0.065719 | 0.058636 | 0.045928 | 0.020842 | 0.0711 | 0.14704 | 0.075665 | 0.044245 | 0.0014375 | 0.022774 | 0.1048 | 0.036238 | 0.0083508 | 2596 | 274.4942 | 190
GM0737 | 96 | 122 | 133 | 858 | 357 | 2308 | 551 | 923 | 1313 | 481 | 262 | 656 | 1820 | 1005 | 394 | 47 | 525 | 1682 | 363 | 146 | 205.22 | 275.3543 | 185.6807 | 157.0823 | 111.1299 | 65 | 304.7712 | 281.2366 | 216.9397 | 151.2569 | 68.7917 | 55 | 279.8898 | 235.4472 | 214.1921 | 160.7511 | 116.0985 | 55 | 312.9551 | 209.1851 | 207.9549 | 171.9261 | 112.4456 | 55 | 0.0070081 | 0.0097673 | 0.0099514 | 0.064448 | 0.029311 | 0.1671 | 0.036668 | 0.06122 | 0.093801 | 0.040353 | 0.019136 | 0.046096 | 0.12043 | 0.07203 | 0.031527 | 0.0026062 | 0.036299 | 0.11403 | 0.02636 | 0.011862 | 1684 | 276.9186 | 190
GM0450 | 141 | 60 | 157 | 501 | 299 | 249 | 38 | 63 | 149 | 76 | 265 | 243 | 494 | 413 | 162 | 124 | 194 | 904 | 711 | 473 | 194.9705 | 270 | 148.9487 | 130.7761 | 87.2498 | 65 | 274.537 | 296.7605 | 202.0216 | 149.751 | 114.2982 | 55 | 289.3218 | 239.9416 | 194.2692 | 158.4447 | 113.8284 | 55 | 281.7756 | 216.3916 | 166.2372 | 150.8763 | 112.97 | 55 | 0.016281 | 0.010212 | 0.027143 | 0.095051 | 0.040213 | 0.042348 | 0.0073283 | 0.012241 | 0.026305 | 0.011234 | 0.045407 | 0.045075 | 0.092138 | 0.077172 | 0.025297 | 0.021355 | 0.035802 | 0.16806 | 0.12986 | 0.071479 | 628 | 281.4057 | 190
GM0451 | 18 | 164 | 1597 | 1068 | 737 | 121 | 85 | 332 | 343 | 88 | 146 | 715 | 418 | 655 | 371 | 82 | 1551 | 1661 | 2084 | 607 | 191.3763 | 256.9405 | 189.788 | 157.2351 | 112.8055 | 65 | 269.321 | 257.7218 | 218.3252 | 158.4378 | 117.8282 | 55 | 313.5887 | 220.1087 | 198.0588 | 164.6264 | 116.4728 | 55 | 286.6688 | 189.9396 | 188.2704 | 168.6637 | 115.8855 | 55 | 0.0017382 | 0.013555 | 0.1276 | 0.085169 | 0.056368 | 0.0092047 | 0.0059861 | 0.026215 | 0.026832 | 0.0078922 | 0.010915 | 0.054048 | 0.031276 | 0.050599 | 0.033763 | 0.0061438 | 0.11345 | 0.12205 | 0.16217 | 0.055018 | 1539 | 226.8331 | 190
GM0184 | 10 | 4 | 111 | 264 | 536 | 31 | 85 | 105 | 195 | 82 | 169 | 319 | 582 | 939 | 450 | 258 | 372 | 752 | 909 | 473 | 185.6394 | 291.5 | 198.8956 | 144.77 | 117.0668 | 65 | 281.7517 | 297.7559 | 202.3727 | 147.3252 | 112.3063 | 55 | 310.9386 | 248.3464 | 205.956 | 156.5689 | 116.9176 | 55 | 283.1916 | 235.5669 | 195.1657 | 160.0137 | 111.0885 | 55 | 0.0015937 | 0.00049421 | 0.016986 | 0.03784 | 0.075118 | 0.0042849 | 0.010549 | 0.014948 | 0.027421 | 0.010788 | 0.028322 | 0.046132 | 0.093288 | 0.14764 | 0.063214 | 0.041407 | 0.060041 | 0.11565 | 0.14187 | 0.062408 | 677 | 228.0092 | 190
GM0344 | 21201 | 14875 | 20446 | 13786 | 17704 | 494 | 181 | 460 | 450 | 913 | 3415 | 1859 | 1900 | 3534 | 3788 | 22103 | 4955 | 5313 | 10549 | 9243 | 247.4612 | 217.2923 | 168.02 | 149.1677 | 115.1274 | 65 | 278.7681 | 286.815 | 213.7841 | 137.3124 | 117.4016 | 55 | 282.9436 | 237.1803 | 199.0888 | 140.3348 | 116.2373 | 55 | 268.0255 | 224.9463 | 187.9957 | 135.2612 | 113.4549 | 55 | 0.13448 | 0.093619 | 0.13514 | 0.085749 | 0.11886 | 0.0031531 | 0.0010583 | 0.0029302 | 0.0027592 | 0.0058938 | 0.020705 | 0.011884 | 0.012004 | 0.021849 | 0.025747 | 0.13344 | 0.030881 | 0.033121 | 0.065372 | 0.06136 | 9204 | 205.8679 | 190
GM1581 | 427 | 509 | 2036 | 1581 | 623 | 952 | 1084 | 1012 | 639 | 278 | 1533 | 1684 | 2777 | 1445 | 373 | 148 | 483 | 2583 | 1362 | 274 | 255.6213 | 219.2028 | 174.7597 | 165.2086 | 117.8906 | 65 | 305.9879 | 271.2243 | 220.4471 | 173.4474 | 122.4314 | 55 | 293.0656 | 247.811 | 212.3774 | 186.6651 | 118.423 | 55 | 256.3228 | 198.439 | 190.7981 | 174.6052 | 113.4695 | 55 | 0.017613 | 0.020468 | 0.091993 | 0.074381 | 0.027392 | 0.04311 | 0.051283 | 0.048274 | 0.029671 | 0.012457 | 0.069153 | 0.078286 | 0.12928 | 0.067883 | 0.017142 | 0.0065835 | 0.022658 | 0.11601 | 0.063227 | 0.01314 | 3961 | 296.4799 | 190
GM0858 | 91 | 272 | 950 | 1209 | 934 | 398 | 227 | 460 | 591 | 154 | 809 | 1003 | 1670 | 789 | 199 | 163 | 1202 | 2280 | 1028 | 335 | 229.1525 | 228.9526 | 159.7859 | 154.9087 | 114.6259 | 65 | 283.7331 | 265.525 | 217.9835 | 158.4738 | 119.3242 | 55 | 297.8861 | 243.2947 | 201.202 | 168.5169 | 117.3511 | 55 | 282.4991 | 225.504 | 177.4518 | 162.5579 | 116.2807 | 55 | 0.0056895 | 0.018583 | 0.066427 | 0.083203 | 0.068003 | 0.025458 | 0.015306 | 0.030662 | 0.038154 | 0.011174 | 0.051727 | 0.066492 | 0.11165 | 0.051493 | 0.015757 | 0.010883 | 0.079756 | 0.15591 | 0.068302 | 0.025369 | 1635 | 232.1016 | 190
GM0345 | 191 | 1658 | 4502 | 2674 | 1975 | 274 | 142 | 287 | 702 | 217 | 1475 | 780 | 1666 | 1904 | 736 | 522 | 879 | 2971 | 3696 | 1146 | 262.608 | 242.2845 | 226.9797 | 148.5617 | 126.2516 | 65 | 310.5805 | 267.0196 | 209.5738 | 151.5675 | 115.5204 | 55 | 292.7575 | 256.0245 | 207.9995 | 161.18 | 117.6667 | 55 | 276.706 | 235.1425 | 193.5506 | 160.5269 | 122.6254 | 55 | 0.0063586 | 0.056881 | 0.15987 | 0.095412 | 0.06433 | 0.010328 | 0.0049844 | 0.0097688 | 0.024336 | 0.0073682 | 0.05644 | 0.027368 | 0.058623 | 0.068009 | 0.0234 | 0.019088 | 0.03213 | 0.10671 | 0.13175 | 0.036845 | 2699 | 219.9139 | 190
GM0717 | 128 | 135 | 353 | 234 | 368 | 1164 | 478 | 1169 | 795 | 408 | 569 | 722 | 1132 | 680 | 276 | 248 | 447 | 1191 | 300 | 137 | 221.2421 | 254.3034 | 193.1259 | 150.322 | 112.5313 | 65 | 306.7833 | 279.4234 | 223.6972 | 155.8242 | 118.8044 | 55 | 300.3829 | 267.2083 | 206.1629 | 156.941 | 116.9484 | 55 | 269.3796 | 246.1786 | 178.1355 | 150.1907 | 117.2549 | 55 | 0.013398 | 0.012999 | 0.03111 | 0.018535 | 0.037028 | 0.10775 | 0.044426 | 0.10906 | 0.071933 | 0.039353 | 0.050376 | 0.06546 | 0.10254 | 0.059292 | 0.028428 | 0.023338 | 0.041273 | 0.10373 | 0.026132 | 0.013843 | 5509 | 291.0873 | 190
GM0861 | 50 | 57 | 1583 | 1252 | 1044 | 300 | 514 | 770 | 1095 | 355 | 309 | 1261 | 2108 | 1377 | 396 | 49 | 2037 | 2770 | 1866 | 732 | 277.7388 | 220.0309 | 177.2055 | 138.1493 | 112.971 | 65 | 287.8262 | 254.72 | 205.5393 | 151.7377 | 121.9901 | 55 | 300.8598 | 221.0139 | 192.1946 | 168.8075 | 121.7937 | 55 | 285.3742 | 195.5223 | 172.5625 | 161.6859 | 114.403 | 55 | 0.0029444 | 0.0029632 | 0.081947 | 0.059838 | 0.054196 | 0.015548 | 0.025349 | 0.036434 | 0.053391 | 0.019608 | 0.016201 | 0.063053 | 0.10306 | 0.06964 | 0.022203 | 0.0025284 | 0.10131 | 0.13692 | 0.094247 | 0.038619 | 2217 | 236.7914 | 190
GM0453 | 442 | 3753 | 3769 | 2342 | 1601 | 373 | 138 | 60 | 100 | 28 | 2788 | 1789 | 340 | 1341 | 271 | 4067 | 2704 | 697 | 3943 | 826 | 248.2983 | 235.3907 | 210.6567 | 168.261 | 116.7068 | 65 | 305.6949 | 267.2676 | 220.9524 | 166.6745 | 120.5488 | 55 | 305.7706 | 255.8572 | 213.3891 | 169.4444 | 117.6592 | 55 | 284.5354 | 241.2697 | 198.5227 | 161.1709 | 116.5167 | 55 | 0.014257 | 0.11792 | 0.12651 | 0.071152 | 0.046068 | 0.012446 | 0.0045368 | 0.0018393 | 0.0029746 | 0.00086741 | 0.090346 | 0.05849 | 0.01205 | 0.041233 | 0.0077349 | 0.13642 | 0.087389 | 0.024837 | 0.11926 | 0.023673 | 5083 | 279.066 | 190
GM0622 | 2392 | 7560 | 7970 | 2173 | 1565 | 131 | 46 | 64 | 23 | 38 | 1071 | 874 | 1047 | 585 | 426 | 2660 | 1746 | 2275 | 1682 | 1015 | 264.21 | 209.055 | 181.0812 | 170.4222 | 113.5879 | 65 | 296.1139 | 253.2557 | 247.3807 | 157.0743 | 113.9004 | 55 | 299.7825 | 240.9801 | 220.7911 | 160.6892 | 117.6209 | 55 | 274.7441 | 232.6935 | 204.1813 | 156.7488 | 117.3595 | 55 | 0.066319 | 0.21682 | 0.22547 | 0.059498 | 0.04035 | 0.0037892 | 0.0014755 | 0.001747 | 0.00064317 | 0.0010487 | 0.031126 | 0.025619 | 0.030956 | 0.015689 | 0.011038 | 0.077754 | 0.051721 | 0.067308 | 0.045288 | 0.026337 | 3636 | 276.0399 | 190
GM0096 | 20 | 15 | 17 | 24 | 30 | 26 | 11 | 21 | 17 | 16 | 44 | 87 | 29 | 45 | 10 | 45 | 62 | 15 | 31 | 10 | 162.9007 | 302.93 | 270 | 124.9219 | 91.31 | 65 | 329.4577 | 205.8193 | 241.324 | 126.348 | 172.761 | 55 | 285.9136 | 208.5284 | 207.9597 | 183.3866 | 204.6484 | 55 | 263.0255 | 159.2375 | 161.0157 | 152.8248 | 118 | 55 | 0.02471 | 0.027485 | 0.028722 | 0.032896 | 0.060251 | 0.042884 | 0.016268 | 0.03863 | 0.031007 | 0.027514 | 0.073883 | 0.14716 | 0.05344 | 0.069382 | 0.019319 | 0.091978 | 0.10996 | 0.028997 | 0.057218 | 0.018291 | 630 | 239.3678 | 190
GM0718 | 1278 | 1923 | 2606 | 1704 | 722 | 240 | 305 | 429 | 443 | 118 | 841 | 1008 | 1721 | 675 | 162 | 1741 | 1623 | 3543 | 1233 | 410 | 261.7971 | 239.8402 | 213.7342 | 166.357 | 123.7349 | 65 | 300.3332 | 283.4301 | 216.5807 | 134.0615 | 118.2762 | 55 | 286.416 | 220.5415 | 199.1892 | 152.444 | 114.4738 | 55 | 279.0401 | 203.9395 | 180.0598 | 145.8773 | 114.6196 | 55 | 0.053421 | 0.089451 | 0.11877 | 0.067721 | 0.033364 | 0.01047 | 0.014254 | 0.018454 | 0.019054 | 0.0048125 | 0.036786 | 0.046263 | 0.07391 | 0.030986 | 0.0067496 | 0.07627 | 0.07349 | 0.1538 | 0.054792 | 0.017187 | 3586 | 284.8776 | 190
GM0626 | 124 | 724 | 1578 | 729 | 902 | 109 | 65 | 86 | 73 | 84 | 492 | 680 | 790 | 300 | 184 | 696 | 1255 | 1504 | 812 | 311 | 285.6834 | 259.7887 | 193.9649 | 172.5326 | 113.3327 | 65 | 332.9725 | 262.0761 | 210.0105 | 140.2701 | 117.8994 | 55 | 298.7013 | 250.418 | 209.8878 | 164.4829 | 114.556 | 55 | 283.3293 | 241.7559 | 194.3036 | 156.8437 | 107.534 | 55 | 0.0082846 | 0.061267 | 0.14412 | 0.059207 | 0.07713 | 0.0097649 | 0.0065186 | 0.0078183 | 0.0062306 | 0.0065524 | 0.041769 | 0.058559 | 0.069646 | 0.026877 | 0.016041 | 0.061403 | 0.10626 | 0.13747 | 0.068554 | 0.026521 | 1514 | 266.2168 | 190
GM0285 | 389 | 85 | 307 | 444 | 467 | 1506 | 402 | 682 | 700 | 425 | 688 | 528 | 966 | 578 | 435 | 40 | 295 | 1043 | 542 | 168 | 274.2264 | 210.4527 | 197.7627 | 150.1683 | 103.4177 | 65 | 315.6566 | 279.2636 | 210.9374 | 150.9401 | 118.7766 | 55 | 301.9393 | 258.4337 | 201.5269 | 173.9558 | 114.7889 | 55 | 254.6789 | 228.4027 | 187.0163 | 168.0887 | 109.3767 | 55 | 0.036136 | 0.0085786 | 0.027897 | 0.035792 | 0.04389 | 0.1486 | 0.039456 | 0.065444 | 0.063046 | 0.043613 | 0.067264 | 0.051326 | 0.085786 | 0.051304 | 0.044667 | 0.0037716 | 0.029267 | 0.087887 | 0.048888 | 0.017384 | 1030 | 235.3445 | 190
GM0867 | 407 | 601 | 1275 | 1341 | 1429 | 832 | 430 | 974 | 1067 | 253 | 889 | 1076 | 2454 | 1129 | 461 | 371 | 1229 | 3242 | 1595 | 783 | 270.4635 | 201.7011 | 200.9128 | 160.4313 | 111.1974 | 65 | 303.7613 | 278.9177 | 222.6742 | 159.1688 | 123.3076 | 55 | 306.9837 | 246.5317 | 194.8895 | 159.5827 | 114.2807 | 55 | 301.6522 | 212.677 | 171.9983 | 153.0524 | 113.8211 | 55 | 0.017678 | 0.022973 | 0.057448 | 0.066126 | 0.065817 | 0.038028 | 0.019347 | 0.044652 | 0.054352 | 0.010802 | 0.038718 | 0.048861 | 0.11015 | 0.057497 | 0.020761 | 0.014432 | 0.055252 | 0.14325 | 0.079696 | 0.034155 | 2162 | 252.269 | 190
GM0627 | 47 | 791 | 1756 | 780 | 561 | 191 | 66 | 232 | 188 | 204 | 337 | 400 | 775 | 667 | 388 | 221 | 899 | 1731 | 1368 | 796 | 251.9777 | 242.7695 | 218.3417 | 162.9597 | 114.3651 | 65 | 325.8511 | 319.6617 | 213.2662 | 157.5675 | 119.2057 | 55 | 312.4553 | 264.0865 | 202.2216 | 170.3003 | 116.5944 | 55 | 284.9101 | 254.8505 | 195.3025 | 167.6518 | 116.3017 | 55 | 0.0042727 | 0.06231 | 0.13475 | 0.067384 | 0.043899 | 0.014523 | 0.0052822 | 0.018443 | 0.015239 | 0.018054 | 0.027834 | 0.031427 | 0.060116 | 0.053077 | 0.035884 | 0.018127 | 0.071006 | 0.13398 | 0.11157 | 0.072821 | 1443 | 271.9972 | 190
GM0289 | 368 | 1511 | 4147 | 892 | 2160 | 397 | 255 | 230 | 252 | 125 | 840 | 738 | 688 | 701 | 460 | 534 | 409 | 1099 | 1023 | 903 | 212.9162 | 241.8354 | 185.1796 | 181.3683 | 130.0932 | 65 | 292.2818 | 266.8976 | 208.356 | 141.0657 | 117.0999 | 55 | 266.1076 | 226.3502 | 196.8219 | 153.6312 | 113.4775 | 55 | 255.0381 | 193.9934 | 179.1744 | 151.1002 | 110.3165 | 55 | 0.019742 | 0.087609 | 0.23726 | 0.045724 | 0.13253 | 0.021307 | 0.014421 | 0.011858 | 0.013351 | 0.0075054 | 0.043863 | 0.037293 | 0.037763 | 0.037665 | 0.02924 | 0.02661 | 0.022826 | 0.06115 | 0.055029 | 0.057243 | 1767 | 259.3037 | 190
GM0629 | 244 | 543 | 1258 | 916 | 376 | 753 | 244 | 197 | 190 | 117 | 1682 | 488 | 704 | 217 | 93 | 1597 | 776 | 1327 | 399 | 109 | 213.5744 | 230.9298 | 177.2682 | 152.3188 | 120.2466 | 65 | 301.6386 | 264.7966 | 205.3704 | 156.3036 | 98.8258 | 55 | 299.4681 | 247.8572 | 201.2514 | 169.2641 | 112.8368 | 55 | 262.0286 | 185.85 | 185.3406 | 169.5657 | 114.002 | 55 | 0.023627 | 0.047776 | 0.097875 | 0.076042 | 0.033122 | 0.06382 | 0.020157 | 0.017912 | 0.015035 | 0.011115 | 0.13425 | 0.038757 | 0.058816 | 0.017949 | 0.0088282 | 0.12375 | 0.060115 | 0.10843 | 0.03264 | 0.0099746 | 1442 | 263.4729 | 190
GM0852 | 74 | 16 | 518 | 194 | 298 | 477 | 142 | 203 | 197 | 112 | 452 | 352 | 910 | 389 | 114 | 367 | 513 | 1492 | 494 | 67 | 222.1804 | 233.2575 | 168.9107 | 181.6787 | 121.3922 | 65 | 280.3364 | 289.2439 | 218.5763 | 149.0761 | 120.244 | 55 | 285.2176 | 226.4755 | 201.0777 | 189.7722 | 117.6265 | 55 | 289.6253 | 192.4514 | 182.6078 | 181.8246 | 113.6022 | 55 | 0.010684 | 0.0021218 | 0.068328 | 0.027162 | 0.046077 | 0.064212 | 0.018806 | 0.025598 | 0.026448 | 0.01471 | 0.061765 | 0.048533 | 0.12053 | 0.055268 | 0.017463 | 0.048071 | 0.066811 | 0.19579 | 0.0723 | 0.0093259 | 879 | 283.3667 | 190
GM0457 | 356 | 1136 | 1936 | 460 | 373 | 124 | 35 | 44 | 41 | 36 | 328 | 311 | 352 | 197 | 234 | 698 | 567 | 1076 | 426 | 460 | 245.3418 | 229.3813 | 198.7614 | 137.4588 | 114.8937 | 65 | 267.3089 | 227.325 | 212.2882 | 156.8763 | 119.384 | 55 | 282.1603 | 220.9815 | 208.3375 | 164.2086 | 117.0998 | 55 | 281.4108 | 192.4033 | 191.9197 | 162.0353 | 116.5729 | 55 | 0.038127 | 0.12435 | 0.20657 | 0.051662 | 0.036314 | 0.013666 | 0.0040903 | 0.0047394 | 0.0044716 | 0.0037551 | 0.033966 | 0.032967 | 0.040076 | 0.021509 | 0.024427 | 0.074983 | 0.063549 | 0.12537 | 0.047747 | 0.047662 | 0 | 235.7378 | 190
GM0668 | 100 | 93 | 216 | 211 | 350 | 1166 | 523 | 788 | 513 | 283 | 260 | 413 | 1036 | 563 | 335 | 37 | 123 | 483 | 431 | 261 | 265.8851 | 246.7215 | 179.8232 | 136.1333 | 122.2908 | 65 | 307.8238 | 286.5887 | 227.3446 | 149.8885 | 132.9952 | 55 | 310.85 | 262.4547 | 199.2236 | 149.0691 | 121.1596 | 55 | 248.8545 | 222.5851 | 178.2715 | 145.1237 | 116.5288 | 55 | 0.011043 | 0.0076817 | 0.026051 | 0.023224 | 0.040549 | 0.14507 | 0.064592 | 0.097324 | 0.066194 | 0.030895 | 0.033198 | 0.051815 | 0.12878 | 0.073718 | 0.037346 | 0.0045242 | 0.015477 | 0.060196 | 0.055493 | 0.026822 | 642 | 287.1701 | 190
GM1701 | 200 | 30 | 131 | 313 | 89 | 1319 | 753 | 990 | 946 | 186 | 177 | 363 | 1036 | 858 | 176 | 27 | 18 | 524 | 213 | 65 | 268.1582 | 259.37 | 178.8273 | 131.1508 | 112.6052 | 65 | 303.1659 | 270.8268 | 225.6978 | 158.7206 | 124.238 | 55 | 276.8945 | 249.2207 | 192.0431 | 164.0907 | 116.4963 | 55 | 247.0624 | 168.4563 | 165.4634 | 156.5274 | 113.4528 | 55 | 0.024331 | 0.0036229 | 0.014113 | 0.037499 | 0.010012 | 0.15597 | 0.087936 | 0.11874 | 0.11272 | 0.020794 | 0.021413 | 0.040776 | 0.12544 | 0.10615 | 0.02062 | 0.0029825 | 0.0022959 | 0.060935 | 0.024816 | 0.0088291 | 1827 | 303.7303 | 190
GM0293 | 19 | 4 | 321 | 246 | 278 | 139 | 76 | 174 | 172 | 45 | 131 | 205 | 1028 | 599 | 142 | 5 | 34 | 1886 | 1103 | 123 | 346.7742 | 0 | 135.4804 | 166.7512 | 113.8841 | 65 | 318.9895 | 252.4927 | 201.1683 | 137.2271 | 111.041 | 55 | 294.7932 | 177.6639 | 202.5627 | 176.6343 | 120.8622 | 55 | 188.2034 | 187.5131 | 191.1834 | 177.6691 | 128.1998 | 55 | 0.0028214 | 0.00094848 | 0.047488 | 0.040642 | 0.051233 | 0.020477 | 0.0096047 | 0.026492 | 0.026902 | 0.0074751 | 0.019007 | 0.028429 | 0.1477 | 0.090948 | 0.021478 | 0.00060739 | 0.0044229 | 0.27025 | 0.16667 | 0.016399 | 330 | 293.4002 | 190
GM1783 | 427 | 440 | 3253 | 3396 | 3175 | 1080 | 809 | 1621 | 1158 | 785 | 1554 | 1523 | 2909 | 2231 | 1667 | 1775 | 2902 | 6938 | 4908 | 2769 | 245.2864 | 243.4582 | 184.0958 | 160.7045 | 116.1837 | 65 | 312.4022 | 282.3659 | 231.4446 | 157.2516 | 116.2113 | 55 | 296.38 | 249.739 | 208.4096 | 158.6122 | 116.719 | 55 | 281.7146 | 224.9956 | 190.9307 | 157.8684 | 113.9976 | 55 | 0.0091231 | 0.01011 | 0.072751 | 0.074707 | 0.067648 | 0.024747 | 0.018644 | 0.035917 | 0.025437 | 0.016606 | 0.034688 | 0.033562 | 0.06598 | 0.048866 | 0.034422 | 0.040805 | 0.064874 | 0.1584 | 0.10529 | 0.057419 | 4353 | 219.6319 | 190
GM0098 | 69 | 38 | 351 | 487 | 314 | 2463 | 472 | 740 | 862 | 335 | 380 | 638 | 1317 | 632 | 340 | 41 | 414 | 1323 | 199 | 187 | 235.0566 | 199.7022 | 191.6642 | 132.2752 | 114.425 | 65 | 298.9662 | 290.5979 | 222.8975 | 146.5225 | 116.2288 | 55 | 293.1839 | 226.6189 | 205.3158 | 160.4255 | 117.2861 | 55 | 255.006 | 199.9695 | 182.4282 | 160.6583 | 113.845 | 55 | 0.00545 | 0.0029059 | 0.028498 | 0.043287 | 0.02328 | 0.21861 | 0.040956 | 0.064738 | 0.079791 | 0.028482 | 0.029664 | 0.055461 | 0.11208 | 0.056906 | 0.028991 | 0.0031558 | 0.035036 | 0.11162 | 0.016666 | 0.014433 | 1322 | 244.4153 | 190
GM0614 | 54 | 41 | 321 | 304 | 460 | 890 | 417 | 504 | 400 | 298 | 162 | 265 | 592 | 282 | 82 | 30 | 213 | 1005 | 435 | 121 | 336.6906 | 189.5521 | 178.4524 | 164.3997 | 85.9235 | 65 | 311.9083 | 277.0571 | 220.2791 | 153.5934 | 115.3685 | 55 | 308.9726 | 267.8252 | 212.4654 | 166.9749 | 116.8404 | 55 | 245.0179 | 250.8357 | 204.9974 | 165.5188 | 113.2959 | 55 | 0.0063412 | 0.0064756 | 0.048855 | 0.031696 | 0.069629 | 0.12967 | 0.060582 | 0.077993 | 0.054802 | 0.042544 | 0.024789 | 0.040409 | 0.090871 | 0.039851 | 0.012131 | 0.0048542 | 0.030569 | 0.15111 | 0.058355 | 0.018467 | 0 | 0 | 190
GM0189 | 102 | 78 | 216 | 460 | 503 | 633 | 383 | 852 | 841 | 416 | 311 | 647 | 1645 | 783 | 249 | 30 | 222 | 798 | 490 | 215 | 266.4158 | 297.7779 | 177.7861 | 153.4321 | 123.7532 | 65 | 306.8402 | 261.6789 | 214.6675 | 154.1332 | 117.9202 | 55 | 307.5351 | 259.736 | 194.5983 | 164.1257 | 117.6672 | 55 | 298.0828 | 247.486 | 178.0421 | 156.3961 | 115.0697 | 55 | 0.010234 | 0.0080183 | 0.021364 | 0.04748 | 0.050857 | 0.065802 | 0.043993 | 0.082917 | 0.083636 | 0.044442 | 0.033103 | 0.073164 | 0.1633 | 0.072652 | 0.025333 | 0.0034687 | 0.025872 | 0.07801 | 0.046232 | 0.020123 | 1420 | 280.767 | 190
GM0296 | 108 | 86 | 1309 | 635 | 1048 | 599 | 383 | 915 | 836 | 291 | 336 | 654 | 2271 | 1582 | 474 | 43 | 377 | 3103 | 2388 | 557 | 241.1211 | 141.219 | 170.5551 | 136.2347 | 108.6404 | 65 | 310.4257 | 270.8768 | 216.0525 | 147.6649 | 117.5835 | 55 | 301.4328 | 205.4489 | 179.598 | 162.7981 | 116.2389 | 55 | 281.5023 | 199.4157 | 162.6179 | 159.4935 | 116.0189 | 55 | 0.0060854 | 0.0052463 | 0.070844 | 0.0356 | 0.061508 | 0.034197 | 0.021014 | 0.051346 | 0.047168 | 0.016722 | 0.018469 | 0.034121 | 0.12451 | 0.09127 | 0.027412 | 0.0025733 | 0.021258 | 0.16731 | 0.13286 | 0.030479 | 1664 | 225.5478 | 190
GM1696 | 243 | 75 | 454 | 421 | 475 | 654 | 253 | 354 | 461 | 237 | 632 | 928 | 1016 | 584 | 175 | 268 | 988 | 1634 | 587 | 238 | 276.0285 | 248.5409 | 176.8124 | 155.1394 | 117.8981 | 65 | 281.0208 | 268.1171 | 213.4494 | 157.0605 | 117.3113 | 55 | 277.6498 | 244.3145 | 202.9985 | 170.4367 | 120.3081 | 55 | 294.3382 | 228.2399 | 178.9774 | 172.4474 | 116.7492 | 55 | 0.02436 | 0.0061322 | 0.046668 | 0.042865 | 0.046593 | 0.062548 | 0.024345 | 0.031559 | 0.044362 | 0.023531 | 0.060811 | 0.084482 | 0.087876 | 0.053371 | 0.018902 | 0.027263 | 0.090818 | 0.14316 | 0.055411 | 0.024943 | 2414 | 286.1906 | 190
GM0352 | 129 | 38 | 581 | 524 | 377 | 260 | 116 | 222 | 251 | 130 | 296 | 231 | 1238 | 749 | 233 | 232 | 107 | 2460 | 1621 | 328 | 282.4963 | 222.5977 | 148.2464 | 148.7714 | 117.1382 | 65 | 298.0874 | 304.9591 | 228.4752 | 153.8934 | 115.188 | 55 | 291.6487 | 262.6181 | 200.4612 | 168.0178 | 113.5872 | 55 | 302.1371 | 239.9232 | 194.4667 | 163.6547 | 112.2645 | 55 | 0.013802 | 0.0031866 | 0.059512 | 0.054703 | 0.037489 | 0.026915 | 0.011042 | 0.02272 | 0.023559 | 0.012407 | 0.027844 | 0.02252 | 0.12474 | 0.06861 | 0.022539 | 0.022957 | 0.010207 | 0.25261 | 0.15007 | 0.032564 | 669 | 279.5209 | 190
GM0294 | 662 | 121 | 816 | 733 | 515 | 1320 | 339 | 390 | 418 | 248 | 1391 | 866 | 1101 | 624 | 216 | 435 | 762 | 1444 | 430 | 162 | 275.9404 | 215.8899 | 260.0415 | 138.7733 | 109.1287 | 65 | 307.824 | 290.9618 | 232.1217 | 151.155 | 118.8014 | 55 | 303.9711 | 270.2911 | 216.4728 | 160.6358 | 116.0186 | 55 | 284.4483 | 245.8304 | 204.3597 | 161.8416 | 110.9668 | 55 | 0.053084 | 0.008764 | 0.064514 | 0.05258 | 0.041337 | 0.10235 | 0.026241 | 0.029818 | 0.031799 | 0.021358 | 0.10607 | 0.065948 | 0.084456 | 0.046866 | 0.017986 | 0.032878 | 0.056286 | 0.11585 | 0.030296 | 0.011514 | 1719 | 250.1001 | 190
GM0632 | 416 | 222 | 2118 | 1699 | 1666 | 651 | 254 | 378 | 576 | 365 | 785 | 789 | 1764 | 1406 | 328 | 901 | 895 | 3683 | 2472 | 758 | 239.8779 | 220.1986 | 147.052 | 147.1356 | 117.3931 | 65 | 302.1173 | 271.153 | 218.6281 | 148.817 | 114.2709 | 55 | 298.0364 | 230.9771 | 192.2722 | 159.991 | 115.6922 | 55 | 295.9995 | 212.9221 | 183.0678 | 155.3882 | 114.2021 | 55 | 0.018552 | 0.010062 | 0.093277 | 0.073412 | 0.07466 | 0.03284 | 0.012941 | 0.018378 | 0.025673 | 0.015414 | 0.033921 | 0.039909 | 0.080243 | 0.064332 | 0.013511 | 0.038315 | 0.041917 | 0.16528 | 0.11212 | 0.035236 | 2229 | 248.5679 | 190
GM0880 | 74 | 175 | 550 | 464 | 389 | 422 | 78 | 205 | 238 | 125 | 359 | 316 | 557 | 463 | 108 | 130 | 392 | 895 | 744 | 217 | 229.9217 | 226.4004 | 279.1242 | 178.8547 | 112.4967 | 65 | 293.927 | 248.928 | 209.4389 | 152.8012 | 121.4254 | 55 | 289.6543 | 264.79 | 216.1951 | 168.8931 | 116.9421 | 55 | 278.0671 | 245.3265 | 203.4651 | 166.168 | 116.3663 | 55 | 0.0099212 | 0.02176 | 0.076213 | 0.065739 | 0.061749 | 0.061424 | 0.01147 | 0.03046 | 0.035143 | 0.019837 | 0.05051 | 0.046174 | 0.078436 | 0.069998 | 0.017922 | 0.018073 | 0.055907 | 0.12664 | 0.10856 | 0.034061 | 907 | 248.2624 | 190
GM0351 | 28 | 35 | 80 | 384 | 316 | 208 | 97 | 179 | 190 | 150 | 185 | 302 | 612 | 381 | 237 | 27 | 197 | 876 | 387 | 315 | 197.0936 | 173.3028 | 251.3064 | 150.3896 | 128.904 | 65 | 267.4922 | 291.5972 | 228.3498 | 152.7145 | 109.8627 | 55 | 289.888 | 244.5679 | 202.3788 | 158.8865 | 116.9897 | 55 | 272.1566 | 214.6344 | 191.598 | 149.4652 | 116.7194 | 55 | 0.004296 | 0.0076911 | 0.014775 | 0.077515 | 0.05909 | 0.039872 | 0.019815 | 0.034428 | 0.035298 | 0.029614 | 0.035252 | 0.058325 | 0.12005 | 0.075648 | 0.04404 | 0.0049069 | 0.038595 | 0.16821 | 0.073274 | 0.059308 | 611 | 264.0277 | 190
GM0479 | 1874 | 4832 | 9826 | 4548 | 3873 | 1894 | 288 | 517 | 530 | 368 | 5621 | 1895 | 3382 | 2644 | 1646 | 4437 | 3550 | 7456 | 6447 | 3263 | 254.7625 | 198.4945 | 185.3638 | 157.2294 | 117.5185 | 65 | 307.6811 | 283.1966 | 216.2945 | 147.7977 | 116.923 | 55 | 297.5872 | 227.3925 | 204.1947 | 158.8057 | 116.7539 | 55 | 271.4519 | 195.1517 | 187.0918 | 153.3784 | 115.1617 | 55 | 0.026013 | 0.074061 | 0.1481 | 0.068069 | 0.052993 | 0.027646 | 0.0045075 | 0.007892 | 0.0078253 | 0.0049498 | 0.081592 | 0.028601 | 0.048215 | 0.037215 | 0.022558 | 0.063214 | 0.054597 | 0.10656 | 0.090726 | 0.044664 | 7170 | 241.4396 | 190
GM0297 | 159 | 41 | 95 | 479 | 649 | 933 | 488 | 608 | 774 | 352 | 331 | 436 | 1118 | 844 | 540 | 458 | 249 | 1444 | 935 | 642 | 263.8582 | 241.086 | 175.9483 | 168.9598 | 122.3901 | 65 | 295.3596 | 290.1433 | 228.8202 | 161.1116 | 120.2433 | 55 | 293.1824 | 263.4157 | 204.7179 | 158.4374 | 118.6358 | 55 | 286.5188 | 238.5462 | 186.5956 | 157.022 | 117.0918 | 55 | 0.015102 | 0.0035468 | 0.0072383 | 0.038565 | 0.05505 | 0.087414 | 0.043923 | 0.053603 | 0.06883 | 0.032461 | 0.027935 | 0.039974 | 0.096833 | 0.072381 | 0.046617 | 0.038537 | 0.021413 | 0.11991 | 0.074783 | 0.055876 | 1145 | 221.2866 | 190
GM0473 | 509 | 1058 | 2076 | 885 | 444 | 191 | 194 | 84 | 71 | 118 | 587 | 557 | 152 | 389 | 29 | 729 | 587 | 343 | 642 | 56 | 267.8481 | 264.5638 | 246.0305 | 148.8302 | 92.6849 | 65 | 307.0729 | 287.4402 | 216.609 | 163.0854 | 113.9242 | 55 | 307.3989 | 278.8451 | 239.0267 | 160.9863 | 118 | 55 | 289.7084 | 270.0901 | 234.224 | 149.5226 | 118 | 55 | 0.050185 | 0.11416 | 0.22977 | 0.08253 | 0.042339 | 0.017789 | 0.022654 | 0.0086224 | 0.0071649 | 0.010841 | 0.05863 | 0.059822 | 0.016151 | 0.037316 | 0.0023945 | 0.074886 | 0.060118 | 0.03737 | 0.062461 | 0.004798 | 2029 | 293.7081 | 190
GM0050 | 0 | 0 | 10 | 720 | 479 | 0 | 3 | 180 | 712 | 169 | 0 | 4 | 96 | 1628 | 555 | 0 | 1 | 280 | 3170 | 759 | 0 | 0 | 220 | 132.7833 | 104.7061 | 65 | 0 | 290.07 | 196.9106 | 156.2467 | 113.3367 | 55 | 0 | 0 | 208.8594 | 157.6833 | 115.7565 | 55 | 0 | 0 | 208.5942 | 153.7516 | 106.2608 | 55 | 0 | 0 | 0.0012004 | 0.079551 | 0.055087 | 0 | 0.00028253 | 0.019395 | 0.085617 | 0.019005 | 0 | 0.00044206 | 0.011668 | 0.18892 | 0.060088 | 0 | 0.00011988 | 0.033967 | 0.36173 | 0.08292 | 2088 | 200.6352 | 190
GM0355 | 681 | 2473 | 5846 | 2445 | 1621 | 1020 | 305 | 173 | 253 | 330 | 4106 | 1057 | 1061 | 712 | 632 | 1517 | 956 | 2442 | 945 | 762 | 258.6927 | 250.4609 | 211.7329 | 172.377 | 110.418 | 65 | 308.4971 | 274.5741 | 219.4367 | 160.9404 | 113.921 | 55 | 294.199 | 234.189 | 191.1599 | 158.6307 | 114.0822 | 55 | 272.1413 | 206.419 | 175.7893 | 156.7868 | 112.4406 | 55 | 0.022747 | 0.087856 | 0.19748 | 0.082652 | 0.05109 | 0.034819 | 0.010655 | 0.0065423 | 0.0087951 | 0.010942 | 0.14362 | 0.037428 | 0.03629 | 0.024759 | 0.019914 | 0.053117 | 0.032511 | 0.081877 | 0.032659 | 0.024251 | 2942 | 272.2658 | 190
GM0299 | 240 | 119 | 1091 | 1400 | 619 | 811 | 342 | 650 | 1162 | 255 | 609 | 1240 | 2787 | 1368 | 526 | 174 | 948 | 3838 | 1284 | 523 | 237.0359 | 203.2552 | 190.2443 | 140.3853 | 120.5608 | 65 | 298.4662 | 288.5106 | 224.6607 | 147.3661 | 113.5043 | 55 | 313.0041 | 248.34 | 212.0211 | 155.5721 | 116.5212 | 55 | 286.5961 | 230.0625 | 196.1911 | 145.9627 | 115.2723 | 55 | 0.011731 | 0.006477 | 0.054517 | 0.07162 | 0.030334 | 0.040203 | 0.016927 | 0.032326 | 0.053728 | 0.013824 | 0.029316 | 0.06229 | 0.13901 | 0.068938 | 0.029192 | 0.0093342 | 0.045447 | 0.19281 | 0.063776 | 0.028197 | 1864 | 232.7354 | 190
GM0637 | 61 | 523 | 13298 | 6748 | 3347 | 144 | 49 | 237 | 392 | 468 | 338 | 363 | 3406 | 2817 | 1116 | 142 | 446 | 10093 | 9748 | 2510 | 270.2338 | 270.4428 | 237.9862 | 167.9352 | 109.8405 | 65 | 287.692 | 241.2533 | 214.1464 | 146.8126 | 115.0743 | 55 | 298.846 | 247.4586 | 211.1421 | 157.0106 | 115.5701 | 55 | 294.8855 | 226.4951 | 195.0509 | 156.0076 | 111.5327 | 55 | 0.0010871 | 0.009615 | 0.23793 | 0.12068 | 0.058042 | 0.0025655 | 0.00090184 | 0.0040722 | 0.006891 | 0.0081758 | 0.0063471 | 0.0069232 | 0.060861 | 0.050464 | 0.018904 | 0.0025869 | 0.0082109 | 0.17874 | 0.17299 | 0.044008 | 4582 | 209.3942 | 190
GM0638 | 36 | 8 | 190 | 233 | 268 | 145 | 28 | 71 | 75 | 51 | 200 | 99 | 375 | 162 | 74 | 99 | 168 | 816 | 327 | 105 | 294.3609 | 173.3538 | 208.5219 | 121.4927 | 107.4502 | 65 | 339.7681 | 264.4064 | 205.1737 | 150.1741 | 118 | 55 | 298.1139 | 205.6337 | 207.3358 | 174.1484 | 116.3402 | 55 | 271.4936 | 205.5192 | 193.1486 | 165.6419 | 117.4369 | 55 | 0.0092972 | 0.0023312 | 0.051387 | 0.062398 | 0.073871 | 0.042108 | 0.0081958 | 0.021638 | 0.023323 | 0.014285 | 0.057533 | 0.02774 | 0.10955 | 0.045965 | 0.021066 | 0.024557 | 0.045335 | 0.23718 | 0.094563 | 0.027685 | 518 | 273.2347 | 190
GM1892 | 35 | 323 | 1691 | 876 | 903 | 455 | 242 | 511 | 609 | 314 | 484 | 644 | 1611 | 1168 | 626 | 123 | 919 | 3441 | 2081 | 1002 | 291.774 | 247.5164 | 134.2176 | 125.3033 | 103.6424 | 65 | 299.3526 | 273.9585 | 218.0553 | 154.9019 | 115.0552 | 55 | 286.7236 | 239.9738 | 205.0361 | 159.2781 | 115.5458 | 55 | 269.8273 | 212.9575 | 186.2998 | 152.0138 | 113.2133 | 55 | 0.0025335 | 0.017295 | 0.091796 | 0.045642 | 0.051076 | 0.024948 | 0.01356 | 0.028972 | 0.032486 | 0.018075 | 0.025882 | 0.035744 | 0.086636 | 0.062837 | 0.039878 | 0.0066571 | 0.05035 | 0.18455 | 0.11669 | 0.064388 | 2255 | 243.5556 | 190
GM0301 | 991 | 875 | 2570 | 1190 | 1229 | 394 | 252 | 215 | 461 | 137 | 1361 | 940 | 1492 | 1217 | 418 | 2098 | 980 | 2741 | 2071 | 620 | 265.2836 | 214.6338 | 161.3992 | 153.6234 | 125.5097 | 65 | 319.3469 | 272.4634 | 221.7143 | 148.9058 | 119.531 | 55 | 284.4729 | 206.2098 | 194.4212 | 152.5549 | 117.2975 | 55 | 258.3173 | 161.2553 | 188.2176 | 146.4071 | 114.3908 | 55 | 0.044479 | 0.036516 | 0.11174 | 0.056947 | 0.059022 | 0.017085 | 0.010143 | 0.0093763 | 0.022196 | 0.0060181 | 0.05969 | 0.035671 | 0.065433 | 0.059603 | 0.018125 | 0.09308 | 0.037815 | 0.12183 | 0.10691 | 0.028316 | 2565 | 260.4581 | 190
GM1896 | 71 | 64 | 130 | 410 | 334 | 261 | 167 | 338 | 517 | 173 | 416 | 424 | 1031 | 1029 | 339 | 506 | 410 | 1364 | 618 | 308 | 264.2427 | 244.7184 | 158.9142 | 192.1122 | 121.4373 | 65 | 296.8838 | 291.1098 | 211.6946 | 152.7613 | 122.2547 | 55 | 300.1252 | 260.3333 | 212.2383 | 157.3453 | 112.6833 | 55 | 281.1138 | 247.3479 | 205.3557 | 165.1734 | 111.4227 | 55 | 0.0077921 | 0.0067444 | 0.015583 | 0.049198 | 0.033399 | 0.03017 | 0.01891 | 0.037802 | 0.061455 | 0.018852 | 0.046317 | 0.046171 | 0.11557 | 0.11549 | 0.039351 | 0.056044 | 0.046683 | 0.15119 | 0.067924 | 0.035352 | 1006 | 251.6856 | 190
GM0642 | 72 | 2041 | 3730 | 1382 | 804 | 184 | 97 | 205 | 145 | 42 | 587 | 1126 | 1552 | 788 | 74 | 623 | 1955 | 3340 | 1618 | 184 | 233.9313 | 236.4465 | 162.5975 | 170.2142 | 131.4214 | 65 | 308.3492 | 282.1563 | 213.7973 | 158.5496 | 126.7788 | 55 | 299.3835 | 250.5855 | 212.787 | 174.0194 | 114.9072 | 55 | 276.2677 | 237.411 | 200.4952 | 165.3728 | 116.6209 | 55 | 0.0036407 | 0.10184 | 0.18247 | 0.069309 | 0.040847 | 0.0094266 | 0.0047657 | 0.010935 | 0.0076068 | 0.0020612 | 0.027809 | 0.05476 | 0.074227 | 0.038311 | 0.0038211 | 0.029528 | 0.092973 | 0.16008 | 0.076401 | 0.009183 | 2579 | 234.6206 | 190
GM0193 | 2143 | 3079 | 5990 | 5458 | 3797 | 609 | 341 | 605 | 887 | 693 | 1636 | 1156 | 3588 | 3089 | 1632 | 4938 | 1695 | 6723 | 6973 | 3594 | 248.5854 | 183.9193 | 186.9559 | 157.3532 | 116.0918 | 65 | 288.9613 | 275.8768 | 203.5517 | 152.9299 | 116.1985 | 55 | 292.6088 | 215.8225 | 193.4935 | 162.2452 | 116.1122 | 55 | 260.8328 | 196.4252 | 186.1346 | 152.5122 | 112.4552 | 55 | 0.035549 | 0.051826 | 0.10322 | 0.093923 | 0.062958 | 0.010773 | 0.0059808 | 0.01072 | 0.015086 | 0.011645 | 0.02743 | 0.019982 | 0.062176 | 0.053061 | 0.026652 | 0.084619 | 0.029405 | 0.11635 | 0.11919 | 0.059454 | 6368 | 222.8147 | 190
GM1948 | 489 | 359 | 1170 | 1847 | 1771 | 1108 | 1115 | 2138 | 2181 | 892 | 1080 | 2030 | 3823 | 2270 | 1064 | 245 | 1470 | 5316 | 2728 | 1427 | 265.4835 | 188.6034 | 197.0025 | 150.6085 | 111.8134 | 65 | 311.826 | 277.4492 | 219.3088 | 153.2558 | 116.0182 | 55 | 299.1142 | 250.1612 | 206.6774 | 159.418 | 115.0595 | 55 | 294.4562 | 229.1719 | 190.5187 | 156.3069 | 113.8617 | 55 | 0.014467 | 0.0098869 | 0.029577 | 0.052048 | 0.053017 | 0.032667 | 0.032586 | 0.061054 | 0.063037 | 0.025423 | 0.031364 | 0.061476 | 0.11248 | 0.065017 | 0.029818 | 0.0071865 | 0.044908 | 0.15509 | 0.078507 | 0.040389 | 3617 | 245.2741 | 190
GM1950 | 156 | 82 | 333 | 616 | 456 | 3071 | 738 | 1053 | 1243 | 256 | 296 | 913 | 918 | 412 | 138 | 9 | 262 | 639 | 159 | 11 | 297.3229 | 269.4846 | 200.4593 | 154.8078 | 154.8715 | 65 | 315.1148 | 300.7659 | 225.8624 | 149.3667 | 128.8411 | 55 | 322.338 | 281.7966 | 213.5825 | 175.0508 | 130.4083 | 55 | 222.1521 | 206.8648 | 193.6391 | 192.2409 | 118 | 55 | 0.01409 | 0.0061853 | 0.023173 | 0.051858 | 0.04183 | 0.26582 | 0.062972 | 0.091833 | 0.10877 | 0.019706 | 0.026159 | 0.079648 | 0.08057 | 0.032489 | 0.0093963 | 0.00061747 | 0.019846 | 0.052159 | 0.011753 | 0.0011277 | 1238 | 250.0535 | 190
GM1952 | 261 | 863 | 1836 | 1717 | 947 | 4341 | 757 | 1264 | 1987 | 566 | 1521 | 1453 | 2543 | 1808 | 676 | 150 | 828 | 3124 | 729 | 354 | 252.861 | 292.0652 | 220.2553 | 147.4234 | 120.0934 | 65 | 304.9336 | 286.7892 | 217.3759 | 143.4315 | 115.8654 | 55 | 303.986 | 254.7705 | 210.9531 | 153.6747 | 117.2247 | 55 | 285.4897 | 234.498 | 201.1807 | 153.7289 | 116.7809 | 55 | 0.0099045 | 0.029401 | 0.057849 | 0.066125 | 0.037666 | 0.16095 | 0.028736 | 0.045364 | 0.073107 | 0.019422 | 0.054946 | 0.052354 | 0.089391 | 0.065562 | 0.02403 | 0.005429 | 0.028531 | 0.10941 | 0.026754 | 0.015065 | 2986 | 261.2763 | 190
GM1961 | 462 | 400 | 1445 | 1064 | 1419 | 1238 | 492 | 836 | 619 | 387 | 1208 | 945 | 2405 | 1244 | 763 | 824 | 1138 | 4089 | 1783 | 1001 | 273.484 | 216.8477 | 172.0663 | 141.825 | 118.9726 | 65 | 311.7735 | 295.4337 | 220.4261 | 151.3343 | 116.6562 | 55 | 316.5524 | 224.3297 | 195.1127 | 163.9202 | 116.0354 | 55 | 282.4143 | 191.7382 | 177.9011 | 158.3273 | 115.4783 | 55 | 0.018804 | 0.017992 | 0.066535 | 0.046082 | 0.058077 | 0.050661 | 0.019942 | 0.033633 | 0.025159 | 0.016307 | 0.049103 | 0.03935 | 0.098054 | 0.054823 | 0.033607 | 0.033571 | 0.045832 | 0.1708 | 0.079339 | 0.042332 | 2358 | 226.0368 | 190
GM1960 | 227 | 22 | 230 | 747 | 666 | 2400 | 967 | 1455 | 1305 | 601 | 910 | 1202 | 2322 | 1638 | 602 | 320 | 628 | 2245 | 1651 | 690 | 274.0981 | 204.8723 | 210.5502 | 140.8923 | 110.9137 | 65 | 300.627 | 284.9691 | 219.6904 | 151.1911 | 115.8589 | 55 | 308.8773 | 233.9831 | 189.1165 | 164.0255 | 118.1227 | 55 | 292.8379 | 203.3332 | 170.2941 | 156.4843 | 116.7267 | 55 | 0.011161 | 0.00092017 | 0.010904 | 0.035727 | 0.03467 | 0.11222 | 0.046035 | 0.068859 | 0.062997 | 0.029634 | 0.04193 | 0.059297 | 0.11008 | 0.079451 | 0.031166 | 0.014542 | 0.029758 | 0.10468 | 0.0796 | 0.036376 | 1704 | 233.5684 | 190
GM1966 | 192 | 82 | 441 | 1008 | 409 | 5119 | 719 | 1046 | 1854 | 507 | 1118 | 1423 | 2732 | 1209 | 611 | 171 | 380 | 2510 | 540 | 192 | 264.9582 | 259.9538 | 219.5282 | 155.1083 | 120.2211 | 65 | 308.3539 | 297.8554 | 224.3047 | 150.0222 | 117.6283 | 55 | 290.3913 | 277.271 | 209.826 | 157.013 | 115.4106 | 55 | 296.6718 | 247.1163 | 191.8771 | 168.2412 | 116.6074 | 55 | 0.0088287 | 0.0034704 | 0.018117 | 0.047889 | 0.018569 | 0.23208 | 0.03244 | 0.045437 | 0.082457 | 0.02345 | 0.050039 | 0.063752 | 0.12149 | 0.05585 | 0.026627 | 0.0072336 | 0.01609 | 0.11328 | 0.025 | 0.007902 | 1958 | 269.0169 | 190
GM1959 | 108 | 54 | 219 | 996 | 1121 | 1836 | 1109 | 1457 | 1363 | 702 | 810 | 1772 | 2862 | 1424 | 763 | 329 | 677 | 2866 | 1268 | 694 | 233.4831 | 214.2281 | 174.0673 | 139.3166 | 109.0838 | 65 | 303.2734 | 290.5538 | 227.1352 | 153.529 | 114.7613 | 55 | 307.4515 | 250.6483 | 196.9002 | 160.9246 | 117.0659 | 55 | 300.2473 | 212.9031 | 182.9922 | 158.2417 | 114.0908 | 55 | 0.0050984 | 0.0025161 | 0.0091894 | 0.045006 | 0.052191 | 0.080542 | 0.047592 | 0.062802 | 0.058899 | 0.031403 | 0.035517 | 0.078975 | 0.12677 | 0.064154 | 0.03688 | 0.014788 | 0.032589 | 0.12519 | 0.057985 | 0.03191 | 1964 | 257.791 | 190
GM1963 | 257 | 135 | 1759 | 1905 | 1864 | 2899 | 814 | 1099 | 1426 | 593 | 1587 | 1463 | 4292 | 2288 | 854 | 523 | 1733 | 7982 | 3208 | 1114 | 273.1289 | 188.7036 | 212.2201 | 143.859 | 115.3689 | 65 | 303.972 | 285.3474 | 219.7917 | 150.4504 | 115.0558 | 55 | 310.3955 | 238.3768 | 215.3638 | 158.7864 | 116.5587 | 55 | 294.835 | 207.1322 | 200.0353 | 157.9662 | 114.2898 | 55 | 0.0067581 | 0.0035596 | 0.0472 | 0.051419 | 0.048254 | 0.075677 | 0.021512 | 0.029261 | 0.03771 | 0.015495 | 0.041886 | 0.03925 | 0.11426 | 0.060374 | 0.022325 | 0.01385 | 0.046975 | 0.21097 | 0.08419 | 0.029074 | 3370 | 251.1081 | 190
GM1978 | 265 | 51 | 527 | 245 | 746 | 1357 | 385 | 996 | 1033 | 484 | 1026 | 969 | 1927 | 929 | 364 | 281 | 1022 | 3047 | 1126 | 407 | 290.619 | 161.7027 | 157.7972 | 155.1242 | 113.239 | 65 | 303.8625 | 282.0153 | 209.9084 | 155.0993 | 116.2291 | 55 | 300.7228 | 235.9457 | 200.2295 | 165.4856 | 115.706 | 55 | 289.5012 | 201.0333 | 182.115 | 161.3843 | 110.5287 | 55 | 0.015814 | 0.0026642 | 0.032016 | 0.014265 | 0.047499 | 0.077259 | 0.021464 | 0.054807 | 0.057261 | 0.029848 | 0.060291 | 0.054652 | 0.11107 | 0.053528 | 0.024494 | 0.016383 | 0.057624 | 0.1774 | 0.064797 | 0.026859 | 1688 | 256.7241 | 190
GM1970 | 303 | 152 | 657 | 541 | 345 | 3713 | 687 | 1099 | 1937 | 559 | 1250 | 1199 | 3159 | 973 | 353 | 572 | 376 | 2100 | 284 | 137 | 209.6417 | 240.5208 | 200.8068 | 148.4985 | 98.0811 | 65 | 318.2409 | 293.0796 | 222.3994 | 145.3309 | 114.6817 | 55 | 311.6399 | 236.0495 | 203.0156 | 162.5652 | 112.4652 | 55 | 300.4903 | 215.8348 | 185.296 | 164.0728 | 117.4918 | 55 | 0.014676 | 0.0075649 | 0.034481 | 0.027778 | 0.016568 | 0.18112 | 0.034595 | 0.054474 | 0.09986 | 0.029234 | 0.058794 | 0.057801 | 0.15135 | 0.047906 | 0.018599 | 0.025532 | 0.016813 | 0.10233 | 0.013738 | 0.0067786 | 2486 | 284.7452 | 190
GM0037 | 137 | 482 | 667 | 1440 | 476 | 2719 | 470 | 755 | 940 | 277 | 422 | 664 | 1218 | 1029 | 202 | 21 | 902 | 1816 | 412 | 99 | 318.0364 | 243.371 | 222.2702 | 155.4537 | 127.4717 | 65 | 317.1233 | 299.6466 | 218.2267 | 147.1207 | 119.9292 | 55 | 315.9601 | 261.1288 | 222.7417 | 165.7062 | 119.4807 | 55 | 267.489 | 244.3655 | 211.0621 | 162.7896 | 118 | 55 | 0.010147 | 0.028582 | 0.036815 | 0.10367 | 0.033951 | 0.1839 | 0.032189 | 0.048959 | 0.060206 | 0.021061 | 0.029128 | 0.042867 | 0.081377 | 0.06521 | 0.012749 | 0.0018028 | 0.057694 | 0.11792 | 0.025582 | 0.0061896 | 1995 | 254.9081 | 190
GM0047 | 216 | 479 | 875 | 902 | 153 | 1674 | 161 | 519 | 829 | 232 | 799 | 658 | 1418 | 656 | 204 | 98 | 459 | 2127 | 318 | 53 | 220.8232 | 256.9066 | 187.4022 | 143.5929 | 123.5773 | 65 | 311.5208 | 300.4804 | 205.6013 | 143.7842 | 116.1775 | 55 | 303.8815 | 259.1159 | 216.6704 | 161.4675 | 111.8221 | 55 | 254.7143 | 235.9893 | 203.5031 | 176.1298 | 113.7595 | 55 | 0.01842 | 0.038011 | 0.068894 | 0.072516 | 0.01423 | 0.12869 | 0.013182 | 0.040119 | 0.062764 | 0.020109 | 0.061211 | 0.049998 | 0.10969 | 0.051176 | 0.017736 | 0.007572 | 0.034885 | 0.16271 | 0.023864 | 0.0042194 | 1773 | 269.0763 | 190
GM0086 | 119 | 17 | 313 | 644 | 570 | 2466 | 701 | 1002 | 1503 | 423 | 310 | 675 | 1466 | 727 | 379 | 64 | 145 | 1032 | 224 | 187 | 234.9672 | 331.3221 | 203.5733 | 163.5174 | 122.6469 | 65 | 306.2119 | 275.6575 | 225.1639 | 149.0353 | 118.286 | 55 | 300.623 | 253.5568 | 216.6849 | 167.4998 | 115.5068 | 55 | 301.8537 | 224.5017 | 205.8177 | 175.902 | 114.9135 | 55 | 0.010397 | 0.0013712 | 0.025195 | 0.052657 | 0.04978 | 0.18445 | 0.052638 | 0.077067 | 0.11253 | 0.035379 | 0.024704 | 0.050989 | 0.10806 | 0.056726 | 0.031194 | 0.0048536 | 0.010897 | 0.077731 | 0.017814 | 0.015558 | 986 | 284.9999 | 190
GM0106 | 380 | 1215 | 3152 | 1823 | 2580 | 843 | 256 | 534 | 1157 | 570 | 1029 | 993 | 2789 | 3316 | 1049 | 222 | 1192 | 4135 | 3659 | 1261 | 183.699 | 223.286 | 208.6561 | 148.6663 | 115.276 | 65 | 300.819 | 263.8171 | 206.1959 | 141.7683 | 116.9403 | 55 | 302.8557 | 228.7647 | 201.7517 | 156.53 | 117.5547 | 55 | 318.2223 | 217.9664 | 192.7631 | 158.0271 | 115.9575 | 55 | 0.011478 | 0.04182 | 0.098364 | 0.055723 | 0.078085 | 0.026962 | 0.0079828 | 0.017451 | 0.035962 | 0.017145 | 0.032605 | 0.030543 | 0.087102 | 0.10304 | 0.031378 | 0.0068832 | 0.036548 | 0.12726 | 0.11648 | 0.037186 | 3520 | 229.9684 | 190
GM0109 | 212 | 61 | 658 | 854 | 162 | 1644 | 822 | 1351 | 1431 | 454 | 387 | 872 | 1997 | 1471 | 461 | 119 | 369 | 1625 | 374 | 159 | 224.6871 | 241.164 | 196.0969 | 170.0872 | 124.6135 | 65 | 293.467 | 267.5167 | 216.631 | 149.4992 | 115.4067 | 55 | 288.5433 | 226.7075 | 191.8786 | 162.3994 | 117.4733 | 55 | 278.0296 | 226.0817 | 178.765 | 161.002 | 115.8704 | 55 | 0.01443 | 0.0044224 | 0.043966 | 0.056461 | 0.013336 | 0.10151 | 0.049297 | 0.081582 | 0.090833 | 0.032205 | 0.026446 | 0.055684 | 0.12488 | 0.093157 | 0.034698 | 0.0084133 | 0.026042 | 0.10597 | 0.025546 | 0.011125 | 2798 | 275.6131 | 190
GM0114 | 211 | 738 | 3773 | 3361 | 1506 | 3713 | 1704 | 2352 | 3412 | 993 | 1188 | 3366 | 5161 | 4204 | 892 | 69 | 2432 | 7198 | 2303 | 594 | 243.8441 | 258.9736 | 207.6886 | 170.0821 | 117.7036 | 65 | 297.8942 | 286.018 | 213.7886 | 148.8536 | 121.6685 | 55 | 311.3644 | 242.0307 | 215.9338 | 166.9184 | 118.428 | 55 | 290.0007 | 221.4715 | 197.8385 | 170.8176 | 117.799 | 55 | 0.0038075 | 0.014816 | 0.077211 | 0.066886 | 0.029739 | 0.075969 | 0.034691 | 0.047493 | 0.069763 | 0.019596 | 0.024017 | 0.068763 | 0.10588 | 0.085111 | 0.017701 | 0.0015193 | 0.04992 | 0.14777 | 0.047341 | 0.012005 | 6165 | 229.7552 | 190
GM0118 | 151 | 697 | 2380 | 1860 | 1265 | 913 | 664 | 1183 | 1315 | 556 | 719 | 1668 | 2379 | 1863 | 580 | 170 | 1358 | 3743 | 1234 | 638 | 309.6169 | 203.5684 | 229.162 | 157.7424 | 120.1101 | 65 | 302.0106 | 282.5932 | 213.4498 | 153.4913 | 117.1875 | 55 | 296.3093 | 249.2233 | 207.0826 | 166.3237 | 117.7814 | 55 | 289.1306 | 211.6512 | 194.5067 | 161.4449 | 116.1064 | 55 | 0.0053861 | 0.024597 | 0.088218 | 0.078997 | 0.046072 | 0.034715 | 0.02427 | 0.04297 | 0.059304 | 0.021495 | 0.028341 | 0.062668 | 0.089219 | 0.087942 | 0.022201 | 0.0067253 | 0.052546 | 0.14287 | 0.056381 | 0.025081 | 2684 | 237.6929 | 190
GM0119 | 260 | 466 | 1379 | 1189 | 701 | 683 | 134 | 311 | 629 | 395 | 1114 | 511 | 1256 | 1052 | 777 | 709 | 842 | 1730 | 1064 | 648 | 218.0205 | 213.9876 | 259.032 | 166.2291 | 103.7154 | 65 | 309.4031 | 262.9313 | 217.6362 | 150.5597 | 114.6775 | 55 | 300.4844 | 210.4289 | 198.1615 | 162.1549 | 115.7015 | 55 | 276.6459 | 195.7529 | 184.676 | 161.9609 | 117.6123 | 55 | 0.015595 | 0.025389 | 0.082182 | 0.07605 | 0.049278 | 0.042431 | 0.0087603 | 0.018431 | 0.039895 | 0.027025 | 0.072039 | 0.031885 | 0.075145 | 0.067501 | 0.054101 | 0.045795 | 0.052465 | 0.10449 | 0.066646 | 0.044894 | 1621 | 249.182 | 190
GM0743 | 37 | 34 | 264 | 326 | 269 | 338 | 383 | 535 | 480 | 236 | 198 | 337 | 842 | 555 | 144 | 58 | 249 | 952 | 488 | 162 | 118 | 167.1861 | 167.1997 | 157.0788 | 112.205 | 65 | 297.0311 | 270.6207 | 223.4722 | 157.7131 | 118.7092 | 55 | 313.5556 | 245.4805 | 200.577 | 166.8838 | 111.9795 | 55 | 319.1116 | 204.5868 | 189.0509 | 168.2153 | 108.8258 | 55 | 0.0070066 | 0.0050836 | 0.041185 | 0.035099 | 0.040412 | 0.046505 | 0.053877 | 0.07378 | 0.070114 | 0.034755 | 0.027295 | 0.053408 | 0.12377 | 0.078439 | 0.022522 | 0.008166 | 0.038626 | 0.14124 | 0.073343 | 0.025384 | 711 | 260.9787 | 190
GM0753 | 14 | 131 | 714 | 1251 | 391 | 109 | 230 | 363 | 828 | 154 | 220 | 623 | 983 | 1183 | 331 | 35 | 1067 | 1617 | 2079 | 368 | 118 | 241.695 | 171.1579 | 144.6299 | 99.996 | 65 | 263.5699 | 280.7602 | 212.4063 | 150.7574 | 108.0978 | 55 | 301.7102 | 265.5015 | 206.8344 | 159.2306 | 114.3289 | 55 | 286.6413 | 236.8326 | 200.0048 | 154.8015 | 111.1799 | 55 | 0.00096028 | 0.009913 | 0.054485 | 0.10265 | 0.035362 | 0.0078047 | 0.018201 | 0.027804 | 0.062506 | 0.013311 | 0.015109 | 0.049882 | 0.077037 | 0.08845 | 0.031281 | 0.0025042 | 0.088033 | 0.12337 | 0.15775 | 0.033586 | 1349 | 241.0955 | 190
GM0756 | 159 | 120 | 292 | 650 | 818 | 696 | 803 | 1348 | 965 | 288 | 380 | 708 | 1549 | 949 | 296 | 132 | 300 | 980 | 821 | 294 | 268.3889 | 249.4043 | 174.4075 | 134.7179 | 106.0635 | 65 | 303.3102 | 276.6713 | 211.3981 | 144.8302 | 116.926 | 55 | 272.6001 | 256.5707 | 196.0466 | 147.9118 | 108.3149 | 55 | 266.6864 | 233.2101 | 180.0721 | 133.4181 | 103.0993 | 55 | 0.014279 | 0.0091029 | 0.021341 | 0.05244 | 0.068416 | 0.053605 | 0.062674 | 0.10825 | 0.074861 | 0.022978 | 0.029404 | 0.056381 | 0.11974 | 0.076471 | 0.027132 | 0.010152 | 0.023838 | 0.076815 | 0.066334 | 0.02578 | 0 | 252.945 | 190
GM0757 | 378 | 360 | 1075 | 970 | 790 | 429 | 269 | 654 | 529 | 163 | 526 | 602 | 1648 | 679 | 152 | 234 | 460 | 2288 | 846 | 357 | 235.2102 | 174.7254 | 211.594 | 179.098 | 120.7405 | 65 | 276.4607 | 260.8283 | 208.5711 | 146.0583 | 113.4435 | 55 | 299.7318 | 234.943 | 202.4892 | 166.9304 | 117.8552 | 55 | 292.4959 | 184.7676 | 180.9575 | 166.0848 | 109.8324 | 55 | 0.028899 | 0.026668 | 0.080419 | 0.068957 | 0.061684 | 0.031899 | 0.019705 | 0.048206 | 0.040712 | 0.012482 | 0.040171 | 0.043856 | 0.12117 | 0.051643 | 0.011588 | 0.016666 | 0.03364 | 0.17134 | 0.063018 | 0.027277 | 1271 | 283.3922 | 190
GM0770 | 219 | 140 | 188 | 328 | 437 | 284 | 606 | 1008 | 588 | 290 | 163 | 349 | 1200 | 608 | 340 | 13 | 65 | 753 | 510 | 304 | 282.241 | 199.6799 | 147.0956 | 128.6594 | 106.9685 | 65 | 318.3051 | 271.9196 | 213.4318 | 152.9686 | 115.4799 | 55 | 300.7298 | 254.9779 | 198.049 | 160.5285 | 115.5563 | 55 | 166.9058 | 257.755 | 194.1381 | 151.4773 | 114.861 | 55 | 0.026487 | 0.017736 | 0.019945 | 0.03865 | 0.053487 | 0.034159 | 0.065044 | 0.12522 | 0.071455 | 0.031399 | 0.021349 | 0.037522 | 0.14307 | 0.077556 | 0.039047 | 0.0017654 | 0.0063981 | 0.086299 | 0.066389 | 0.037029 | 1056 | 255.644 | 190
GM0772 | 3388 | 7895 | 13515 | 10633 | 8460 | 515 | 366 | 706 | 2015 | 738 | 3692 | 4351 | 5148 | 3240 | 1340 | 8657 | 11939 | 14155 | 8689 | 3537 | 206.061 | 233.1017 | 198.2488 | 156.0171 | 116.2341 | 65 | 282.2054 | 259.4227 | 205.0225 | 147.9267 | 116.284 | 55 | 277.8093 | 240.5177 | 209.1913 | 159.8697 | 118.3701 | 55 | 251.2999 | 225.9199 | 201.5753 | 153.4534 | 113.4895 | 55 | 0.026561 | 0.070706 | 0.11947 | 0.095446 | 0.068375 | 0.0045835 | 0.0034017 | 0.0064497 | 0.018662 | 0.0057853 | 0.033652 | 0.039206 | 0.04609 | 0.029318 | 0.010528 | 0.078287 | 0.1084 | 0.1279 | 0.078726 | 0.028455 | 14530 | 234.0934 | 190
GM0786 | 156 | 69 | 235 | 165 | 361 | 185 | 151 | 324 | 241 | 44 | 122 | 325 | 785 | 372 | 43 | 114 | 359 | 982 | 355 | 71 | 283.6883 | 231.3461 | 186.3739 | 150.4226 | 115.2682 | 65 | 294.3632 | 289.556 | 230.2067 | 147.6231 | 118 | 55 | 297.2986 | 216.6281 | 202.8899 | 162.3143 | 115.6183 | 55 | 311.4768 | 193.5874 | 190.633 | 150.5929 | 115.0269 | 55 | 0.027213 | 0.011865 | 0.046072 | 0.029921 | 0.052592 | 0.035847 | 0.029566 | 0.06179 | 0.045536 | 0.0061704 | 0.025165 | 0.059214 | 0.14625 | 0.069402 | 0.0058348 | 0.021769 | 0.064133 | 0.18186 | 0.070359 | 0.0094449 | 0 | 252.945 | 190
GM0794 | 223 | 1373 | 2572 | 3591 | 2391 | 431 | 389 | 576 | 1329 | 478 | 997 | 1738 | 2458 | 3460 | 837 | 1206 | 2845 | 5075 | 6931 | 1969 | 216.5157 | 222.1413 | 153.4972 | 164.3864 | 104.5612 | 65 | 313.253 | 277.6307 | 216.1628 | 145.5636 | 115.7934 | 55 | 281.7986 | 226.8149 | 196.0276 | 157.5897 | 115.225 | 55 | 244.2952 | 198.857 | 172.6102 | 152.7407 | 110.6657 | 55 | 0.0055496 | 0.035458 | 0.062483 | 0.093628 | 0.056657 | 0.011209 | 0.0098187 | 0.014286 | 0.030981 | 0.011352 | 0.024526 | 0.04276 | 0.06103 | 0.082008 | 0.018959 | 0.030584 | 0.072253 | 0.12588 | 0.16491 | 0.045664 | 4496 | 237.985 | 190
GM0815 | 52 | 53 | 64 | 110 | 141 | 289 | 428 | 545 | 396 | 114 | 286 | 319 | 590 | 304 | 126 | 20 | 114 | 320 | 264 | 82 | 290.5939 | 214.0421 | 209.5761 | 149.7255 | 119.494 | 65 | 317.4037 | 280.6993 | 214.9055 | 156.5177 | 117.4089 | 55 | 301.4568 | 276.1326 | 218.8131 | 162.1475 | 113.9354 | 55 | 253.113 | 268.9388 | 216.7962 | 149.398 | 113.3346 | 55 | 0.010026 | 0.013856 | 0.011091 | 0.023237 | 0.029916 | 0.059723 | 0.093663 | 0.11699 | 0.089221 | 0.025893 | 0.063824 | 0.072565 | 0.12865 | 0.066112 | 0.024712 | 0.0039259 | 0.024878 | 0.066551 | 0.058055 | 0.01712 | 0 | 252.945 | 190
GM0820 | 22 | 12 | 465 | 394 | 431 | 165 | 277 | 739 | 790 | 140 | 232 | 410 | 1223 | 734 | 273 | 83 | 222 | 2141 | 1206 | 329 | 164.8129 | 220 | 142.8793 | 125.8297 | 96.7827 | 65 | 303.4914 | 281.4928 | 208.5075 | 155.9922 | 117.1712 | 55 | 290.0311 | 261.1053 | 197.1478 | 158.9988 | 114.5133 | 55 | 288.4278 | 259.1657 | 187.7604 | 148.5043 | 113.4696 | 55 | 0.0022483 | 0.001326 | 0.049141 | 0.037425 | 0.038545 | 0.014462 | 0.026043 | 0.073937 | 0.078342 | 0.015028 | 0.020098 | 0.040608 | 0.11646 | 0.072328 | 0.028539 | 0.0070833 | 0.021224 | 0.20397 | 0.12068 | 0.032517 | 788 | 234.6007 | 190
GM0823 | 168 | 52 | 128 | 522 | 259 | 437 | 494 | 924 | 633 | 310 | 262 | 345 | 889 | 460 | 279 | 81 | 165 | 848 | 411 | 276 | 236.2898 | 170.7775 | 118.7742 | 154.277 | 118.5371 | 65 | 319.2734 | 262.8756 | 227.2176 | 159.2247 | 115.9265 | 55 | 285.929 | 257.627 | 212.8927 | 165.1325 | 117.0687 | 55 | 286.597 | 264.2601 | 200.079 | 172.1603 | 116.5284 | 55 | 0.019107 | 0.0055485 | 0.019581 | 0.053613 | 0.034031 | 0.057642 | 0.064329 | 0.12382 | 0.083449 | 0.036582 | 0.034053 | 0.041493 | 0.11237 | 0.060307 | 0.033258 | 0.011542 | 0.018841 | 0.1058 | 0.052424 | 0.032209 | 852 | 252.0447 | 190
GM0828 | 282 | 1111 | 2634 | 2995 | 1752 | 1208 | 1298 | 2339 | 1839 | 1001 | 960 | 2648 | 4242 | 2044 | 1028 | 364 | 2347 | 6204 | 2981 | 1113 | 271.9899 | 217.6165 | 164.0567 | 156.456 | 123.1411 | 65 | 308.7955 | 271.3196 | 217.2493 | 153.5777 | 117.1629 | 55 | 296.8127 | 225.6809 | 197.1648 | 158.4196 | 116.7347 | 55 | 286.7492 | 191.8294 | 177.4625 | 155.169 | 114.4716 | 55 | 0.0067151 | 0.027926 | 0.066067 | 0.075328 | 0.040217 | 0.030126 | 0.032323 | 0.058199 | 0.045206 | 0.024217 | 0.024296 | 0.065675 | 0.10618 | 0.049917 | 0.024624 | 0.0091827 | 0.058176 | 0.15668 | 0.072718 | 0.026237 | 3517 | 258.7568 | 190
GM0845 | 96 | 71 | 258 | 532 | 516 | 584 | 580 | 1174 | 684 | 361 | 576 | 811 | 1653 | 958 | 311 | 88 | 394 | 1224 | 917 | 376 | 288.7679 | 233.3901 | 141.4518 | 142.0404 | 117.6458 | 65 | 296.5838 | 262.6429 | 210.07 | 157.6776 | 114.597 | 55 | 288.8126 | 253.6592 | 194.5229 | 168.8421 | 117.2562 | 55 | 289.8695 | 249.5435 | 184.727 | 166.2867 | 116.9432 | 55 | 0.0083847 | 0.0061766 | 0.022786 | 0.04533 | 0.041871 | 0.048369 | 0.04772 | 0.091689 | 0.055769 | 0.030519 | 0.048617 | 0.064451 | 0.13906 | 0.0766 | 0.027844 | 0.0078353 | 0.028371 | 0.10177 | 0.071509 | 0.035321 | 762 | 284.8651 | 190
GM0847 | 33 | 33 | 215 | 477 | 240 | 303 | 541 | 765 | 539 | 401 | 154 | 505 | 986 | 427 | 382 | 10 | 58 | 1148 | 515 | 352 | 181.5933 | 223.9531 | 172.6442 | 178.3576 | 96.875 | 65 | 302.4023 | 282.7175 | 219.019 | 147.6659 | 117.0459 | 55 | 276.3891 | 259.2321 | 189.7441 | 163.0305 | 118.7501 | 55 | 276.5936 | 278.1354 | 178.8967 | 161.4291 | 113.1859 | 55 | 0.0034468 | 0.0035082 | 0.025846 | 0.051813 | 0.025572 | 0.039849 | 0.070577 | 0.09801 | 0.071591 | 0.045328 | 0.021329 | 0.066357 | 0.12428 | 0.05289 | 0.04339 | 0.0013666 | 0.008253 | 0.14344 | 0.063317 | 0.039846 | 773 | 203.9133 | 190
GM0848 | 0 | 21 | 148 | 315 | 375 | 112 | 252 | 459 | 287 | 130 | 93 | 633 | 905 | 302 | 271 | 12 | 370 | 1615 | 625 | 296 | 0 | 201.0839 | 169.3308 | 146.7642 | 116.6857 | 65 | 319.8623 | 242.2313 | 215.1423 | 145.9543 | 115.0427 | 55 | 302.8765 | 227.9139 | 211.7263 | 152.9151 | 116.2837 | 55 | 297.5754 | 209.3253 | 202.7079 | 161.7247 | 116.3305 | 55 | 0 | 0.0019804 | 0.02256 | 0.032394 | 0.056795 | 0.016085 | 0.034232 | 0.064689 | 0.032539 | 0.019222 | 0.014976 | 0.087832 | 0.13443 | 0.037929 | 0.038042 | 0.0024869 | 0.05344 | 0.23458 | 0.074623 | 0.041168 | 860 | 203.0439 | 190
GM0856 | 206 | 133 | 1432 | 1923 | 915 | 373 | 460 | 898 | 782 | 365 | 146 | 899 | 2018 | 1085 | 470 | 39 | 1049 | 3469 | 1639 | 671 | 215.9436 | 147.1471 | 234.9486 | 160.7874 | 118.8006 | 65 | 300.45 | 271.1567 | 223.3281 | 160.3135 | 117.6942 | 55 | 287.0132 | 230.7376 | 208.5785 | 163.4314 | 112.4874 | 55 | 230.8957 | 203.126 | 188.4182 | 155.9254 | 108.3352 | 55 | 0.010561 | 0.0067098 | 0.078597 | 0.10026 | 0.046275 | 0.021005 | 0.024736 | 0.051777 | 0.0439 | 0.018166 | 0.0080255 | 0.044149 | 0.10701 | 0.057552 | 0.02347 | 0.002288 | 0.049658 | 0.18622 | 0.086258 | 0.033388 | 0 | 215.2322 | 190
GM0865 | 231 | 57 | 624 | 1105 | 653 | 345 | 217 | 415 | 379 | 178 | 941 | 748 | 902 | 555 | 209 | 535 | 850 | 1430 | 938 | 190 | 265.5281 | 245.3597 | 196.8119 | 141.9041 | 89.1621 | 65 | 319.1757 | 265.8563 | 221.5218 | 164.6898 | 110.9245 | 55 | 299.3625 | 262.0973 | 195.1183 | 155.1203 | 116.981 | 55 | 273.2353 | 235.2625 | 181.5537 | 147.9374 | 114.4908 | 55 | 0.01875 | 0.0053582 | 0.057492 | 0.09485 | 0.060512 | 0.030485 | 0.018622 | 0.035226 | 0.033322 | 0.014891 | 0.083688 | 0.063533 | 0.081466 | 0.048168 | 0.015063 | 0.042754 | 0.070334 | 0.12709 | 0.081977 | 0.01642 | 1622 | 262.4734 | 190
GM0866 | 20 | 99 | 454 | 359 | 377 | 235 | 337 | 337 | 302 | 142 | 344 | 577 | 973 | 421 | 179 | 145 | 425 | 1111 | 743 | 201 | 247.0045 | 157.338 | 192.263 | 143.9683 | 110.8577 | 65 | 270.8733 | 266.1536 | 214.9188 | 151.2267 | 119.0314 | 55 | 295.6799 | 254.0502 | 206.0118 | 165.7998 | 114.5311 | 55 | 290.5992 | 245.2751 | 185.3452 | 157.7651 | 113.3088 | 55 | 0.0021083 | 0.012694 | 0.050326 | 0.04689 | 0.046962 | 0.030937 | 0.043191 | 0.046235 | 0.03648 | 0.015502 | 0.042655 | 0.075368 | 0.128 | 0.053551 | 0.026401 | 0.017225 | 0.056684 | 0.14727 | 0.091699 | 0.029812 | 623 | 241.2105 | 190
GM0873 | 34 | 29 | 226 | 431 | 303 | 623 | 596 | 1124 | 667 | 252 | 317 | 713 | 1203 | 522 | 137 | 62 | 507 | 1334 | 521 | 279 | 268.2834 | 262.5029 | 171.8958 | 103.4957 | 86.1163 | 65 | 303.3767 | 286.9706 | 221.6324 | 151.1001 | 113.8417 | 55 | 313.084 | 242.7802 | 207.7655 | 164.3408 | 106.4184 | 55 | 321.4242 | 196.3444 | 182.741 | 142.9221 | 106.1876 | 55 | 0.0036106 | 0.0029222 | 0.021156 | 0.041896 | 0.028102 | 0.063313 | 0.060591 | 0.114 | 0.062735 | 0.025366 | 0.031499 | 0.074479 | 0.1299 | 0.050075 | 0.011641 | 0.0066715 | 0.052208 | 0.14723 | 0.050046 | 0.022558 | 2066 | 284.6426 | 190
GM0879 | 54 | 35 | 161 | 574 | 294 | 607 | 687 | 1064 | 1181 | 322 | 325 | 705 | 995 | 582 | 258 | 70 | 136 | 809 | 402 | 287 | 250.0155 | 201.553 | 183.9811 | 124.7734 | 113.4907 | 65 | 304.9858 | 290.2165 | 225.7029 | 161.4882 | 122.9292 | 55 | 313.4698 | 261.9357 | 206.3165 | 167.4431 | 116.6482 | 55 | 288.8974 | 236.1004 | 180.3754 | 162.0509 | 117.1782 | 55 | 0.0055313 | 0.0033611 | 0.016135 | 0.060891 | 0.031205 | 0.062909 | 0.071431 | 0.11242 | 0.11885 | 0.032054 | 0.035092 | 0.07878 | 0.10715 | 0.060619 | 0.02714 | 0.0075416 | 0.01604 | 0.085203 | 0.03871 | 0.028931 | 827 | 264.6607 | 190
GM0882 | 270 | 518 | 1427 | 1091 | 729 | 261 | 422 | 715 | 543 | 101 | 1123 | 2129 | 2281 | 553 | 195 | 893 | 1426 | 2212 | 895 | 343 | 259.6421 | 229.975 | 179.054 | 133.1146 | 106.2185 | 65 | 318.4396 | 280.2253 | 224.4518 | 143.8408 | 118.4046 | 55 | 313.519 | 237.7936 | 210.2686 | 162.3008 | 106.988 | 55 | 278.1987 | 209.4837 | 190.7593 | 153.3536 | 105.1001 | 55 | 0.015931 | 0.028894 | 0.086261 | 0.062135 | 0.042634 | 0.015447 | 0.02376 | 0.038799 | 0.030393 | 0.0056519 | 0.061464 | 0.11403 | 0.12186 | 0.029954 | 0.010445 | 0.049069 | 0.075574 | 0.11931 | 0.049837 | 0.018553 | 1750 | 251.7119 | 190
GM0888 | 145 | 351 | 622 | 476 | 102 | 259 | 315 | 493 | 228 | 58 | 513 | 780 | 1077 | 347 | 41 | 283 | 389 | 514 | 440 | 51 | 239.8672 | 275.7136 | 122.9629 | 131.3855 | 81.6297 | 65 | 340.3993 | 289.7326 | 225.7216 | 143.2148 | 115.9551 | 55 | 298.1805 | 249.9608 | 209.0769 | 162.945 | 109.8997 | 55 | 279.0581 | 235.9719 | 199.5477 | 157.8604 | 104.8132 | 55 | 0.020416 | 0.050124 | 0.084293 | 0.067542 | 0.015211 | 0.029044 | 0.03963 | 0.063837 | 0.033398 | 0.0091226 | 0.061766 | 0.1 | 0.14516 | 0.047093 | 0.0058161 | 0.037223 | 0.050635 | 0.072189 | 0.059693 | 0.0078054 | 924 | 219.2416 | 190
GM0889 | 72 | 21 | 118 | 285 | 274 | 293 | 187 | 446 | 288 | 113 | 234 | 722 | 754 | 379 | 90 | 51 | 216 | 772 | 558 | 92 | 239.4651 | 268.9513 | 204.8435 | 144.3854 | 124.4358 | 65 | 301.3654 | 299.7429 | 218.2379 | 147.5513 | 117.1532 | 55 | 302.3324 | 242.9853 | 214.7376 | 162.1601 | 117.3484 | 55 | 301.1422 | 230.9568 | 212.1779 | 163.1683 | 119.6305 | 55 | 0.012862 | 0.003033 | 0.020367 | 0.049549 | 0.042249 | 0.04819 | 0.032836 | 0.075591 | 0.048634 | 0.016766 | 0.039143 | 0.12674 | 0.12526 | 0.063478 | 0.012169 | 0.0082131 | 0.033598 | 0.13391 | 0.094543 | 0.012871 | 1017 | 274.2975 | 190
GM0893 | 29 | 28 | 67 | 148 | 94 | 487 | 607 | 581 | 302 | 172 | 112 | 452 | 1271 | 407 | 115 | 24 | 54 | 479 | 200 | 104 | 173.1666 | 209.4554 | 160.6596 | 138.5203 | 115.454 | 65 | 301.4788 | 284.6624 | 223.4332 | 150.215 | 115.6483 | 55 | 316.1022 | 232.5247 | 186.3397 | 166.2941 | 114.9972 | 55 | 290.0635 | 226.9628 | 147.8467 | 157.7791 | 112.86 | 55 | 0.0045017 | 0.0033773 | 0.0093255 | 0.019461 | 0.011159 | 0.085424 | 0.10768 | 0.10684 | 0.053791 | 0.022277 | 0.018128 | 0.080824 | 0.2312 | 0.075961 | 0.015707 | 0.0045345 | 0.0096605 | 0.088411 | 0.036448 | 0.015298 | 312 | 276.1318 | 190
GM0899 | 164 | 445 | 1614 | 1588 | 421 | 131 | 288 | 405 | 336 | 39 | 1349 | 1592 | 1069 | 410 | 138 | 1202 | 970 | 1075 | 787 | 301 | 273.6195 | 308.3881 | 193.9944 | 143.7551 | 104.7563 | 65 | 324.749 | 289.3534 | 222.7071 | 137.9243 | 116.9466 | 55 | 308.0961 | 271.3103 | 215.3636 | 164.1259 | 111.9914 | 55 | 264.0269 | 243.9433 | 198.2989 | 154.9204 | 105.3112 | 55 | 0.011923 | 0.030934 | 0.11426 | 0.11167 | 0.03257 | 0.0082027 | 0.018906 | 0.026274 | 0.022706 | 0.0030874 | 0.093655 | 0.1135 | 0.071678 | 0.02852 | 0.010181 | 0.08469 | 0.070542 | 0.071884 | 0.053456 | 0.021368 | 1481 | 285.5724 | 190
GM0907 | 36 | 45 | 271 | 200 | 328 | 281 | 547 | 685 | 389 | 189 | 252 | 539 | 1026 | 401 | 275 | 140 | 236 | 769 | 565 | 274 | 240.1074 | 217.464 | 186.2066 | 151.776 | 98.1927 | 65 | 312.6826 | 277.8924 | 223.0274 | 154.1901 | 116.4093 | 55 | 295.4692 | 218.9398 | 201.205 | 158.6171 | 118.0155 | 55 | 267.2978 | 217.2818 | 182.576 | 159.6926 | 115.0188 | 55 | 0.0049559 | 0.005758 | 0.037961 | 0.0295 | 0.053446 | 0.03642 | 0.068839 | 0.087671 | 0.047217 | 0.023311 | 0.034038 | 0.07295 | 0.13749 | 0.052802 | 0.035177 | 0.018976 | 0.034171 | 0.10318 | 0.078788 | 0.037348 | 1339 | 287.4886 | 190
GM0917 | 1439 | 3254 | 8012 | 2627 | 1158 | 456 | 483 | 673 | 450 | 167 | 2802 | 3434 | 2966 | 1416 | 249 | 3851 | 3532 | 5057 | 3377 | 521 | 268.7231 | 253.3486 | 184.9642 | 143.2069 | 106.9831 | 65 | 328.3965 | 293.3779 | 216.417 | 147.3452 | 119.0854 | 55 | 304.6522 | 269.6078 | 213.1523 | 171.7175 | 116.3692 | 55 | 286.0275 | 248.3198 | 195.1061 | 170.7968 | 110.8722 | 55 | 0.029557 | 0.072151 | 0.17657 | 0.05454 | 0.023518 | 0.0098607 | 0.010452 | 0.01449 | 0.0096068 | 0.0033797 | 0.061291 | 0.076295 | 0.064267 | 0.030568 | 0.0051053 | 0.085726 | 0.081679 | 0.10792 | 0.072546 | 0.010476 | 6728 | 262.7048 | 190
GM0928 | 907 | 1373 | 3187 | 2134 | 736 | 301 | 238 | 437 | 384 | 64 | 1497 | 1923 | 1649 | 818 | 216 | 2171 | 1586 | 2647 | 1277 | 329 | 290.3583 | 226.5048 | 207.5208 | 157.3582 | 119.872 | 65 | 318.2461 | 296.3928 | 218.1286 | 148.9266 | 123.7625 | 55 | 313.6509 | 237.3611 | 202.6196 | 161.7928 | 114.1618 | 55 | 285.5032 | 194.5152 | 179.9351 | 160.6063 | 111.2771 | 55 | 0.035733 | 0.060109 | 0.12905 | 0.089423 | 0.026903 | 0.012839 | 0.010152 | 0.020001 | 0.015106 | 0.0023254 | 0.063258 | 0.081439 | 0.069243 | 0.036034 | 0.0083955 | 0.091672 | 0.069953 | 0.10946 | 0.056281 | 0.012622 | 4004 | 272.7298 | 190
GM0935 | 7671 | 4847 | 7846 | 7272 | 2094 | 313 | 297 | 483 | 421 | 108 | 1709 | 2846 | 3691 | 1619 | 459 | 5447 | 4319 | 6586 | 3540 | 679 | 254.5431 | 230.3785 | 211.4135 | 161.1528 | 120.8528 | 65 | 305.6962 | 277.9058 | 232.6679 | 136.2513 | 116.0626 | 55 | 283.1191 | 242.6881 | 209.6779 | 160.2009 | 118.3583 | 55 | 268.3854 | 214.2902 | 195.0272 | 159.2088 | 115.0962 | 55 | 0.11903 | 0.07921 | 0.13054 | 0.11557 | 0.032062 | 0.0047972 | 0.0046942 | 0.0073209 | 0.0069049 | 0.0016363 | 0.026686 | 0.045647 | 0.060733 | 0.025618 | 0.0068588 | 0.085356 | 0.070126 | 0.11074 | 0.055831 | 0.01063 | 7982 | 261.4933 | 190
GM0938 | 325 | 133 | 465 | 306 | 164 | 360 | 419 | 813 | 341 | 78 | 532 | 797 | 1434 | 346 | 43 | 385 | 478 | 716 | 467 | 27 | 231.3995 | 220.445 | 196.7582 | 153.8251 | 115.7055 | 65 | 304.3046 | 284.2778 | 232.9483 | 155.1638 | 115.7082 | 55 | 301.4464 | 239.5497 | 213.0189 | 170.3073 | 116.0326 | 55 | 261.5089 | 194.1018 | 196.5908 | 164.7135 | 120.9032 | 55 | 0.039545 | 0.013518 | 0.051314 | 0.032926 | 0.018657 | 0.040853 | 0.046602 | 0.096933 | 0.036103 | 0.0088326 | 0.063091 | 0.095397 | 0.16897 | 0.03899 | 0.0041721 | 0.048223 | 0.058013 | 0.083774 | 0.051165 | 0.0029231 | 587 | 292.0371 | 190
GM0944 | 8 | 17 | 101 | 253 | 84 | 93 | 289 | 372 | 291 | 90 | 54 | 263 | 391 | 287 | 50 | 8 | 47 | 518 | 327 | 43 | 220 | 223.9317 | 211.7763 | 135.9586 | 119.2487 | 65 | 293.0869 | 278.1394 | 214.0204 | 153.2245 | 123.7363 | 55 | 270.7789 | 247.409 | 199.2098 | 170.9149 | 113.9524 | 55 | 193.1646 | 242.1786 | 189.728 | 166.4773 | 115.4771 | 55 | 0.0017815 | 0.0035018 | 0.026997 | 0.068847 | 0.024027 | 0.025503 | 0.08176 | 0.10134 | 0.078761 | 0.027168 | 0.015782 | 0.070969 | 0.11557 | 0.075706 | 0.016353 | 0.0022709 | 0.014139 | 0.14313 | 0.091043 | 0.015346 | 372 | 316.0403 | 190
GM0946 | 38 | 49 | 88 | 353 | 332 | 363 | 590 | 828 | 587 | 345 | 170 | 401 | 1083 | 430 | 249 | 31 | 98 | 809 | 390 | 194 | 334.8848 | 245.3665 | 185.9351 | 145.2358 | 124.028 | 65 | 296.9108 | 290.4171 | 219.3231 | 150.1271 | 115.2226 | 55 | 270.8904 | 252.279 | 189.9618 | 162.8191 | 117.955 | 55 | 287.3373 | 260.8392 | 181.3863 | 156.8951 | 115.7903 | 55 | 0.0053617 | 0.0063739 | 0.011884 | 0.042516 | 0.048155 | 0.049509 | 0.083733 | 0.10907 | 0.07929 | 0.046856 | 0.023238 | 0.053795 | 0.14699 | 0.055737 | 0.0337 | 0.003656 | 0.012079 | 0.1086 | 0.051767 | 0.027686 | 470 | 248.6034 | 190
GM0957 | 1052 | 1174 | 1981 | 2749 | 1729 | 708 | 578 | 826 | 769 | 453 | 1040 | 1831 | 2374 | 996 | 466 | 1647 | 1141 | 3486 | 1791 | 823 | 267.6433 | 193.7801 | 208.3531 | 151.7651 | 113.3816 | 65 | 312.2679 | 285.3847 | 215.5658 | 150.3661 | 115.0386 | 55 | 306.3189 | 260.1684 | 201.2209 | 157.3984 | 115.8001 | 55 | 265.8134 | 221.073 | 177.9463 | 156.8174 | 108.9493 | 55 | 0.036285 | 0.041288 | 0.072592 | 0.095479 | 0.059184 | 0.0272 | 0.02213 | 0.029756 | 0.028243 | 0.015366 | 0.038156 | 0.070971 | 0.08661 | 0.037913 | 0.01534 | 0.058581 | 0.0433 | 0.12628 | 0.068052 | 0.027277 | 2800 | 275.5206 | 190
GM0965 | 165 | 222 | 486 | 144 | 147 | 149 | 143 | 337 | 142 | 96 | 357 | 461 | 668 | 213 | 56 | 348 | 381 | 390 | 220 | 48 | 273.9134 | 266.4694 | 239.2785 | 181.3944 | 131.2796 | 65 | 326.3868 | 283.0972 | 227.3064 | 172.243 | 125.7942 | 55 | 318.4639 | 270.4026 | 217.4193 | 182.7007 | 166.4548 | 55 | 305.114 | 200.4032 | 196.2098 | 166.7976 | 139.5721 | 55 | 0.030478 | 0.044668 | 0.097689 | 0.025288 | 0.032482 | 0.028721 | 0.027604 | 0.062841 | 0.026768 | 0.017575 | 0.067977 | 0.090266 | 0.12794 | 0.040977 | 0.011044 | 0.066448 | 0.076116 | 0.07599 | 0.041164 | 0.007968 | 860 | 289.4568 | 190
GM0971 | 99 | 166 | 576 | 686 | 400 | 374 | 397 | 1081 | 539 | 107 | 706 | 1701 | 1725 | 471 | 84 | 251 | 675 | 1134 | 555 | 74 | 289.1096 | 178.7437 | 171.1139 | 117.0521 | 96.7706 | 65 | 302.9599 | 292.0588 | 224.0995 | 148.2327 | 119.0865 | 55 | 326.7141 | 270.0096 | 205.3102 | 151.8037 | 119.0771 | 55 | 315.547 | 249.2792 | 175.6912 | 146.6055 | 118.9121 | 55 | 0.0089806 | 0.013763 | 0.049832 | 0.059411 | 0.029122 | 0.033568 | 0.036473 | 0.085072 | 0.048111 | 0.008368 | 0.060878 | 0.15166 | 0.1354 | 0.042202 | 0.0076298 | 0.022768 | 0.060931 | 0.090995 | 0.048595 | 0.0062397 | 1011 | 268.768 | 190
GM0981 | 545 | 311 | 769 | 394 | 703 | 125 | 191 | 197 | 162 | 45 | 199 | 352 | 410 | 259 | 48 | 184 | 225 | 404 | 224 | 68 | 272.3202 | 242.5014 | 206.5261 | 154.375 | 121.3614 | 65 | 325.8359 | 287.2231 | 247.5367 | 156.6651 | 113.2207 | 55 | 314.3755 | 293.154 | 224.6463 | 172.8256 | 118 | 55 | 287.846 | 296.8135 | 219.7567 | 158.995 | 125.9824 | 55 | 0.10253 | 0.051395 | 0.14222 | 0.067032 | 0.091946 | 0.020499 | 0.033676 | 0.034912 | 0.029795 | 0.0083393 | 0.033807 | 0.067651 | 0.074512 | 0.04642 | 0.006728 | 0.030567 | 0.041751 | 0.070566 | 0.037846 | 0.007809 | 1110 | 320.3913 | 190
GM0983 | 1339 | 2558 | 5021 | 3759 | 1927 | 900 | 806 | 1505 | 1185 | 543 | 1962 | 2848 | 3688 | 2382 | 506 | 2295 | 3349 | 6209 | 3974 | 733 | 268.3643 | 212.535 | 186.4023 | 157.5616 | 100.5554 | 65 | 304.5329 | 281.694 | 216.5905 | 156.6388 | 125.1133 | 55 | 303.5379 | 246.9227 | 202.4565 | 169.7383 | 119.9211 | 55 | 271.6234 | 224.1013 | 188.5677 | 162.8421 | 115.4448 | 55 | 0.028109 | 0.054181 | 0.10847 | 0.077572 | 0.038067 | 0.018288 | 0.016485 | 0.031586 | 0.024499 | 0.010919 | 0.041586 | 0.060187 | 0.078433 | 0.049744 | 0.010126 | 0.048983 | 0.07181 | 0.13421 | 0.082273 | 0.014475 | 6503 | 249.0401 | 190
GM0984 | 106 | 110 | 1396 | 767 | 1073 | 773 | 751 | 1250 | 1151 | 535 | 480 | 936 | 2262 | 1116 | 423 | 107 | 641 | 2943 | 1842 | 409 | 188.6033 | 160.8596 | 154.9014 | 122.1463 | 111.9149 | 65 | 305.5385 | 273.0352 | 213.2119 | 148.0931 | 114.7705 | 55 | 292.4805 | 221.1574 | 192.2058 | 152.0453 | 116.5861 | 55 | 303.7945 | 183.0944 | 166.4423 | 147.9851 | 116.0083 | 55 | 0.0057067 | 0.0048315 | 0.075674 | 0.041065 | 0.059585 | 0.044016 | 0.042474 | 0.069839 | 0.062682 | 0.026945 | 0.024743 | 0.047171 | 0.11842 | 0.058783 | 0.020114 | 0.0047798 | 0.032306 | 0.1507 | 0.08991 | 0.020252 | 1573 | 261.8896 | 190
GM0986 | 129 | 24 | 97 | 289 | 103 | 207 | 260 | 544 | 239 | 73 | 375 | 757 | 876 | 290 | 101 | 200 | 233 | 557 | 332 | 116 | 275.0093 | 264.0087 | 153.0149 | 142.0847 | 101.8095 | 65 | 304.1496 | 280.8791 | 220.9977 | 158.9487 | 117.0063 | 55 | 299.5233 | 206.3245 | 192.6869 | 164.3402 | 115.7493 | 55 | 304.9059 | 208.5984 | 167.6967 | 162.3006 | 105.3313 | 55 | 0.022316 | 0.0036487 | 0.017016 | 0.042563 | 0.017131 | 0.037789 | 0.044332 | 0.098028 | 0.040933 | 0.010161 | 0.066024 | 0.12945 | 0.16144 | 0.051881 | 0.014478 | 0.032424 | 0.039512 | 0.097338 | 0.056975 | 0.016558 | 417 | 264.3708 | 190
GM0988 | 187 | 156 | 137 | 490 | 1117 | 63 | 217 | 344 | 360 | 437 | 45 | 150 | 348 | 343 | 358 | 12 | 50 | 232 | 376 | 336 | 249.1647 | 119.5826 | 187.994 | 159.9265 | 114.4073 | 65 | 287.9949 | 267.2936 | 215.9425 | 143.8212 | 115.0709 | 55 | 271.2862 | 261.1547 | 212.7387 | 150.0256 | 116.2249 | 55 | 220 | 240.2696 | 196.9733 | 145.8467 | 114.9753 | 55 | 0.033298 | 0.026027 | 0.026586 | 0.086767 | 0.18339 | 0.011633 | 0.038839 | 0.064141 | 0.06498 | 0.06374 | 0.0095043 | 0.026944 | 0.067247 | 0.06421 | 0.056193 | 0.0019273 | 0.0096435 | 0.042672 | 0.069197 | 0.053063 | 2543 | 275.3604 | 190
GM0994 | 669 | 442 | 742 | 534 | 383 | 393 | 341 | 539 | 274 | 37 | 523 | 630 | 979 | 264 | 27 | 374 | 327 | 519 | 271 | 40 | 264.6719 | 253.1519 | 167.1607 | 135.412 | 107.9334 | 65 | 329.8412 | 285.3427 | 219.7189 | 146.4622 | 122.0678 | 55 | 302.5886 | 259.9398 | 205.7008 | 161.1387 | 120.3289 | 55 | 294.0648 | 226.7007 | 184.2288 | 146.042 | 112.9993 | 55 | 0.078559 | 0.053251 | 0.086226 | 0.065881 | 0.045823 | 0.047087 | 0.042205 | 0.067 | 0.033845 | 0.0041379 | 0.060758 | 0.076807 | 0.1219 | 0.032357 | 0.0037288 | 0.04341 | 0.036378 | 0.061531 | 0.033776 | 0.0053363 | 1678 | 306.9826 | 190
GM1507 | 124 | 119 | 407 | 719 | 545 | 1250 | 1243 | 1626 | 1309 | 611 | 598 | 1010 | 2376 | 1160 | 617 | 118 | 205 | 1990 | 1282 | 523 | 262.9094 | 254.6592 | 153.712 | 167.7487 | 104.4277 | 65 | 298.1541 | 276.2994 | 216.368 | 145.6008 | 113.3742 | 55 | 287.8217 | 248.0774 | 198.3003 | 172.3055 | 116.9563 | 55 | 280.6057 | 210.9882 | 182.1465 | 168.4535 | 116.8882 | 55 | 0.007714 | 0.0071808 | 0.022606 | 0.039855 | 0.035257 | 0.07217 | 0.06998 | 0.090773 | 0.073283 | 0.035764 | 0.033139 | 0.054847 | 0.1298 | 0.063041 | 0.037144 | 0.0059356 | 0.01186 | 0.10992 | 0.069194 | 0.03054 | 2965 | 245.9586 | 190
GM1640 | 189 | 99 | 313 | 756 | 385 | 1127 | 930 | 2083 | 1462 | 439 | 576 | 1069 | 2274 | 855 | 309 | 124 | 345 | 1554 | 795 | 265 | 249.9459 | 269.4711 | 193.8654 | 147.3403 | 116.4272 | 65 | 300.9345 | 275.2585 | 215.702 | 149.2197 | 121.4265 | 55 | 305.9906 | 271.1931 | 208.3334 | 175.4629 | 115.4062 | 55 | 256.3936 | 274.9848 | 210.4734 | 168.5881 | 114.569 | 55 | 0.012152 | 0.0065889 | 0.020024 | 0.049552 | 0.029458 | 0.07121 | 0.056163 | 0.12885 | 0.088809 | 0.031751 | 0.035174 | 0.063789 | 0.13985 | 0.051118 | 0.023092 | 0.0077742 | 0.020372 | 0.096896 | 0.047794 | 0.019582 | 1346 | 274.9495 | 190
GM1641 | 133 | 112 | 240 | 570 | 174 | 477 | 607 | 1258 | 798 | 158 | 483 | 1006 | 1729 | 623 | 137 | 268 | 391 | 1067 | 433 | 182 | 241.0061 | 247.6622 | 124.6933 | 138.3347 | 96.5264 | 65 | 287.2363 | 287.2941 | 212.9066 | 147.986 | 116.9138 | 55 | 288.9694 | 273.6318 | 207.9705 | 172.9054 | 112.8507 | 55 | 294.9431 | 265.1566 | 195.2284 | 158.2569 | 112.1968 | 55 | 0.013205 | 0.012688 | 0.023072 | 0.054109 | 0.01708 | 0.044943 | 0.055946 | 0.11821 | 0.07453 | 0.016028 | 0.044625 | 0.091128 | 0.15715 | 0.056926 | 0.012709 | 0.025275 | 0.033153 | 0.094039 | 0.038694 | 0.016485 | 1326 | 241.666 | 190
GM1652 | 94 | 31 | 545 | 418 | 598 | 528 | 532 | 927 | 1019 | 530 | 494 | 698 | 1631 | 1004 | 740 | 138 | 412 | 1000 | 651 | 505 | 273.7171 | 271.0826 | 178.8508 | 146.0321 | 111.06 | 65 | 305.5208 | 275.6515 | 220.5278 | 155.383 | 117.0665 | 55 | 253.106 | 224.6741 | 202.261 | 171.4252 | 115.4183 | 55 | 278.8683 | 195.8142 | 183.1672 | 167.5583 | 113.1997 | 55 | 0.0080547 | 0.0022909 | 0.039138 | 0.033089 | 0.049387 | 0.040961 | 0.04151 | 0.074451 | 0.081445 | 0.044736 | 0.039522 | 0.055236 | 0.13 | 0.081115 | 0.061406 | 0.011577 | 0.032304 | 0.077194 | 0.053961 | 0.042625 | 1425 | 254.7352 | 190
GM1658 | 44 | 19 | 90 | 192 | 268 | 331 | 471 | 781 | 491 | 229 | 306 | 403 | 752 | 475 | 317 | 70 | 139 | 761 | 474 | 243 | 264.9746 | 211.9099 | 178.8638 | 149.8068 | 116.0441 | 65 | 302.4213 | 270.6696 | 213.902 | 147.9804 | 115.2257 | 55 | 279.8923 | 250.4481 | 192.5326 | 172.8517 | 114.438 | 55 | 251.7467 | 238.436 | 174.4838 | 176.5035 | 112.274 | 55 | 0.0065587 | 0.0024185 | 0.014089 | 0.025253 | 0.037022 | 0.051741 | 0.068086 | 0.11844 | 0.062573 | 0.032118 | 0.047805 | 0.060566 | 0.11586 | 0.063898 | 0.044011 | 0.011323 | 0.021385 | 0.11946 | 0.063451 | 0.033934 | 733 | 273.4228 | 190
GM1659 | 41 | 68 | 221 | 295 | 435 | 390 | 396 | 796 | 635 | 321 | 338 | 745 | 1525 | 661 | 326 | 74 | 245 | 1129 | 629 | 328 | 234.567 | 167.6994 | 168.3988 | 116.59 | 96.9685 | 65 | 297.2682 | 273.5089 | 215.9973 | 150.2546 | 115.9643 | 55 | 276.859 | 256.943 | 197.7292 | 156.4193 | 115.9432 | 55 | 281.0187 | 232.1116 | 183.1659 | 143.1611 | 113.5049 | 55 | 0.0045369 | 0.0068515 | 0.02109 | 0.032271 | 0.044715 | 0.04243 | 0.041641 | 0.084065 | 0.067041 | 0.03469 | 0.036621 | 0.070129 | 0.15792 | 0.071416 | 0.034196 | 0.0077558 | 0.024193 | 0.11578 | 0.067828 | 0.034836 | 739 | 242.1987 | 190
GM1667 | 47 | 17 | 88 | 211 | 194 | 293 | 335 | 736 | 501 | 277 | 175 | 313 | 807 | 381 | 262 | 16 | 38 | 327 | 237 | 205 | 209.0201 | 258.005 | 174.0291 | 144.3058 | 107.5293 | 65 | 307.7224 | 270.368 | 216.5324 | 160.7581 | 117.9459 | 55 | 283.9608 | 257.6485 | 206.2672 | 161.891 | 117.5282 | 55 | 251.9219 | 254.2349 | 179.9201 | 149.2276 | 107.437 | 55 | 0.0078107 | 0.0028965 | 0.012971 | 0.037951 | 0.029242 | 0.052872 | 0.060515 | 0.13794 | 0.093383 | 0.044262 | 0.032843 | 0.057389 | 0.15536 | 0.070734 | 0.043595 | 0.0033272 | 0.0075724 | 0.063376 | 0.046229 | 0.03973 | 589 | 267.2529 | 190
GM1669 | 68 | 78 | 89 | 280 | 267 | 514 | 611 | 1253 | 675 | 159 | 282 | 1031 | 1937 | 506 | 134 | 53 | 245 | 715 | 456 | 140 | 243.4548 | 232.3915 | 198.1508 | 127.7814 | 98.9527 | 65 | 325.1858 | 292.6781 | 217.4231 | 153.3388 | 113.5941 | 55 | 315.3734 | 243.1065 | 212.6419 | 174.5658 | 116.2692 | 55 | 304.2292 | 228.0157 | 190.863 | 168.5499 | 117.6217 | 55 | 0.0071906 | 0.0083543 | 0.0085155 | 0.029494 | 0.028886 | 0.053917 | 0.062105 | 0.12988 | 0.072725 | 0.016951 | 0.029774 | 0.10981 | 0.20482 | 0.053538 | 0.014414 | 0.0056274 | 0.025555 | 0.075505 | 0.047585 | 0.015348 | 976 | 226.1924 | 190
GM1684 | 78 | 24 | 440 | 891 | 841 | 431 | 376 | 671 | 455 | 288 | 257 | 665 | 1307 | 615 | 363 | 49 | 463 | 1728 | 901 | 343 | 273.494 | 258.3117 | 177.3697 | 146.0388 | 129.7598 | 65 | 301.9162 | 274.2263 | 216.3805 | 150.7047 | 114.7101 | 55 | 253.4791 | 262.7558 | 207.1699 | 156.8404 | 117.269 | 55 | 288.899 | 242.182 | 198.2537 | 150.6311 | 116.4327 | 55 | 0.0062596 | 0.0017553 | 0.039087 | 0.07389 | 0.074854 | 0.038024 | 0.033752 | 0.063074 | 0.041975 | 0.026842 | 0.022958 | 0.05832 | 0.12061 | 0.055625 | 0.033695 | 0.0044626 | 0.041446 | 0.15617 | 0.078433 | 0.028776 | 0 | 252.945 | 190
GM1685 | 40 | 40 | 266 | 204 | 195 | 311 | 493 | 713 | 527 | 282 | 259 | 275 | 805 | 440 | 265 | 16 | 65 | 545 | 335 | 314 | 341.6809 | 179.1171 | 160.7347 | 135.7681 | 115.7846 | 65 | 312.8176 | 278.0376 | 222.1335 | 142.8676 | 115.4235 | 55 | 292.9531 | 251.1578 | 212.4741 | 168.0965 | 120.6952 | 55 | 368.4058 | 239.432 | 183.7457 | 170.2239 | 114.5189 | 55 | 0.0055108 | 0.0067775 | 0.037721 | 0.028661 | 0.025235 | 0.04703 | 0.078822 | 0.11452 | 0.086089 | 0.041258 | 0.04154 | 0.044021 | 0.13134 | 0.071237 | 0.03881 | 0.0021382 | 0.010595 | 0.088008 | 0.053887 | 0.046798 | 0 | 215.2322 | 190
GM1702 | 46 | 18 | 135 | 185 | 64 | 517 | 460 | 850 | 515 | 196 | 134 | 170 | 638 | 426 | 117 | 10 | 20 | 128 | 147 | 94 | 292.9551 | 249.0498 | 173.804 | 139.876 | 98.8805 | 65 | 298.4736 | 273.6518 | 208.0604 | 146.0836 | 116.5782 | 55 | 286.1268 | 265.4046 | 194.741 | 146.8125 | 114.3147 | 55 | 122.8278 | 294.7144 | 188.939 | 132.4296 | 110.7669 | 55 | 0.010994 | 0.0046873 | 0.029757 | 0.035511 | 0.015041 | 0.10457 | 0.093558 | 0.17424 | 0.10268 | 0.041577 | 0.029922 | 0.033495 | 0.13424 | 0.085443 | 0.025201 | 0.0020986 | 0.0049816 | 0.025019 | 0.028501 | 0.018478 | 0 | 252.945 | 190
GM1706 | 49 | 36 | 239 | 239 | 170 | 303 | 438 | 1241 | 737 | 287 | 348 | 615 | 1403 | 641 | 160 | 112 | 210 | 1090 | 605 | 83 | 318.9647 | 247.151 | 196.6401 | 142.2882 | 120.7788 | 65 | 294.2903 | 284.0508 | 209.2041 | 150.1421 | 115.5773 | 55 | 301.2192 | 270.0137 | 195.785 | 169.8958 | 118.6929 | 55 | 311.256 | 232.6146 | 188.6273 | 165.1213 | 111.7228 | 55 | 0.0055069 | 0.0042751 | 0.025896 | 0.027563 | 0.018723 | 0.035275 | 0.050207 | 0.13709 | 0.086339 | 0.030998 | 0.041336 | 0.068438 | 0.15083 | 0.068846 | 0.017887 | 0.014564 | 0.023286 | 0.11795 | 0.065913 | 0.0090743 | 785 | 264.6821 | 190
GM1711 | 218 | 104 | 754 | 743 | 335 | 923 | 666 | 1324 | 893 | 255 | 779 | 1268 | 2030 | 720 | 195 | 387 | 532 | 1327 | 916 | 265 | 198.7731 | 206.2677 | 191.9116 | 138.4943 | 108.6612 | 65 | 308.6912 | 296.6733 | 225.0866 | 151.2516 | 123.5775 | 55 | 312.5153 | 248.0479 | 197.3163 | 162.0905 | 122.1616 | 55 | 298.1015 | 188.1681 | 170.5469 | 158.0415 | 111.1268 | 55 | 0.014981 | 0.0075128 | 0.048843 | 0.055581 | 0.025861 | 0.060689 | 0.044355 | 0.088772 | 0.060894 | 0.019297 | 0.052141 | 0.085184 | 0.13306 | 0.050257 | 0.015473 | 0.025939 | 0.035489 | 0.088472 | 0.066442 | 0.020756 | 2081 | 244.8438 | 190
GM1721 | 83 | 43 | 346 | 502 | 456 | 492 | 792 | 1443 | 1008 | 477 | 349 | 624 | 1644 | 980 | 520 | 21 | 151 | 1086 | 1100 | 576 | 281.8832 | 236.0835 | 187.1697 | 156.2523 | 117.3563 | 65 | 293.7514 | 274.3452 | 215.9968 | 154.3921 | 114.6025 | 55 | 298.6059 | 254.9074 | 197.8975 | 162.1198 | 115.5539 | 55 | 314.7092 | 246.3151 | 181.3806 | 156.9119 | 115.6938 | 55 | 0.0063642 | 0.0038852 | 0.025921 | 0.039233 | 0.034284 | 0.038324 | 0.062893 | 0.10899 | 0.084372 | 0.04292 | 0.027671 | 0.046874 | 0.1246 | 0.075235 | 0.045488 | 0.0015354 | 0.010773 | 0.083978 | 0.084953 | 0.051705 | 704 | 233.7479 | 190
GM1729 | 303 | 79 | 206 | 447 | 286 | 450 | 321 | 588 | 359 | 88 | 586 | 552 | 817 | 349 | 57 | 314 | 161 | 504 | 339 | 49 | 250.1739 | 250.7535 | 196.8638 | 156.6805 | 95.5303 | 65 | 298.125 | 285.1144 | 239.1389 | 153.4517 | 114.6271 | 55 | 316.2924 | 254.7038 | 210.6534 | 169.2668 | 111.5894 | 55 | 287.3994 | 268.2267 | 203.2199 | 170.8592 | 114.182 | 55 | 0.040972 | 0.010827 | 0.029441 | 0.064007 | 0.051233 | 0.067097 | 0.046199 | 0.085334 | 0.050139 | 0.013919 | 0.082222 | 0.082635 | 0.11744 | 0.048228 | 0.0091261 | 0.042227 | 0.023089 | 0.080128 | 0.047675 | 0.0080572 | 767 | 318.3122 | 190
GM1771 | 66 | 112 | 2213 | 838 | 519 | 308 | 340 | 766 | 560 | 285 | 441 | 1006 | 1727 | 904 | 389 | 167 | 1639 | 3152 | 1811 | 643 | 200.9133 | 189.4136 | 174.9943 | 151.1376 | 135.7468 | 65 | 300.5977 | 256.0604 | 211.5038 | 147.5983 | 118.234 | 55 | 302.3533 | 259.8196 | 202.7673 | 167.7906 | 115.9176 | 55 | 270.8851 | 250.4687 | 195.8702 | 159.861 | 115.5867 | 55 | 0.0036518 | 0.0058891 | 0.11734 | 0.047246 | 0.03144 | 0.017729 | 0.021048 | 0.041928 | 0.033945 | 0.019817 | 0.024691 | 0.056497 | 0.092715 | 0.05259 | 0.02512 | 0.0095775 | 0.090736 | 0.16464 | 0.10104 | 0.042364 | 2026 | 269.6586 | 190
GM1883 | 1561 | 2825 | 4839 | 3174 | 2013 | 750 | 974 | 1561 | 1421 | 315 | 2088 | 5104 | 4268 | 2252 | 452 | 1936 | 3193 | 3522 | 3554 | 862 | 253.0923 | 231.2786 | 195.4511 | 150.7604 | 114.7557 | 65 | 311.3295 | 288.4865 | 225.3963 | 149.1538 | 116.6381 | 55 | 308.69 | 261.1019 | 204.5941 | 161.3487 | 113.702 | 55 | 292.8035 | 242.4541 | 181.1236 | 158.3524 | 114.1193 | 55 | 0.032618 | 0.061626 | 0.098757 | 0.066701 | 0.040711 | 0.015192 | 0.02046 | 0.03393 | 0.030563 | 0.0061937 | 0.044722 | 0.11143 | 0.093821 | 0.049296 | 0.0094099 | 0.041302 | 0.070316 | 0.076411 | 0.078048 | 0.018491 | 5476 | 263.1949 | 190
GM1894 | 340 | 96 | 575 | 637 | 701 | 1074 | 1084 | 1824 | 1434 | 650 | 488 | 1226 | 2537 | 1317 | 520 | 82 | 194 | 1804 | 1349 | 472 | 264.5949 | 251.0524 | 174.259 | 125.642 | 104.5156 | 65 | 305.2467 | 271.6826 | 218.3388 | 154.9846 | 115.2613 | 55 | 274.7311 | 217.9948 | 178.938 | 159.199 | 115.4745 | 55 | 279.7187 | 219.4492 | 164.7321 | 162.9229 | 117.1722 | 55 | 0.017906 | 0.0043241 | 0.030068 | 0.035034 | 0.043214 | 0.060545 | 0.058218 | 0.10044 | 0.078024 | 0.035322 | 0.026187 | 0.065775 | 0.13595 | 0.071321 | 0.028918 | 0.0043697 | 0.010427 | 0.096078 | 0.07171 | 0.02617 | 1759 | 238.7886 | 190
GM1900 | 725 | 1080 | 2147 | 1836 | 1408 | 3697 | 897 | 1479 | 3704 | 949 | 2951 | 1509 | 4853 | 2367 | 1263 | 2655 | 1264 | 4809 | 1449 | 666 | 233.3408 | 217.8146 | 195.3575 | 164.7225 | 120.6162 | 65 | 306.905 | 275.6268 | 214.0016 | 148.3999 | 117.939 | 55 | 300.1282 | 260.2382 | 208.1242 | 157.6393 | 117.6612 | 55 | 285.1235 | 231.8993 | 197.5048 | 153.1037 | 116.7182 | 55 | 0.017174 | 0.025595 | 0.05582 | 0.045561 | 0.033742 | 0.085181 | 0.021594 | 0.035115 | 0.088339 | 0.023443 | 0.070452 | 0.035399 | 0.11466 | 0.055319 | 0.028618 | 0.066373 | 0.030771 | 0.11733 | 0.034141 | 0.015366 | 4845 | 266.6391 | 190
GM1903 | 495 | 67 | 146 | 521 | 328 | 513 | 371 | 1110 | 585 | 234 | 813 | 736 | 1614 | 497 | 284 | 421 | 299 | 1191 | 605 | 477 | 263.1066 | 258.7562 | 197.5057 | 153.2841 | 118.1017 | 65 | 304.8321 | 278.7596 | 221.4811 | 148.207 | 112.047 | 55 | 302.2994 | 281.7738 | 221.3812 | 160.3169 | 117.3087 | 55 | 294.3704 | 264.1053 | 197.5918 | 165.648 | 114.848 | 55 | 0.043272 | 0.0054279 | 0.012672 | 0.049309 | 0.02985 | 0.048444 | 0.032101 | 0.095235 | 0.052447 | 0.019667 | 0.076262 | 0.06156 | 0.14044 | 0.04346 | 0.024302 | 0.040375 | 0.026551 | 0.10586 | 0.051673 | 0.041095 | 1141 | 277.7032 | 190
GM1949 | 278 | 70 | 594 | 781 | 359 | 3200 | 535 | 856 | 1784 | 509 | 2043 | 1268 | 3740 | 1060 | 511 | 841 | 552 | 1645 | 267 | 178 | 203.7212 | 195.4653 | 151.923 | 174.9835 | 119.4575 | 65 | 316.5052 | 290.0086 | 216.7992 | 146.2337 | 123.2605 | 55 | 308.5162 | 242.9096 | 198.1976 | 150.2365 | 119.5403 | 55 | 284.9845 | 238.4967 | 197.7552 | 150.385 | 119.8587 | 55 | 0.013753 | 0.0032857 | 0.026788 | 0.036845 | 0.017391 | 0.1525 | 0.025575 | 0.041832 | 0.084864 | 0.024854 | 0.095243 | 0.059347 | 0.18312 | 0.04996 | 0.025323 | 0.038259 | 0.024485 | 0.074925 | 0.012797 | 0.008853 | 1585 | 297.2424 | 190
GM1954 | 437 | 151 | 930 | 559 | 247 | 699 | 645 | 1587 | 842 | 242 | 1265 | 1820 | 2563 | 817 | 122 | 860 | 525 | 1408 | 768 | 95 | 293.2491 | 265.78 | 190.8694 | 140.7688 | 110.3632 | 65 | 319.0891 | 283.8061 | 218.8203 | 149.9769 | 113.0211 | 55 | 310.9125 | 269.4494 | 212.4046 | 162.9134 | 136.3691 | 55 | 290.342 | 262.7508 | 204.0958 | 156.7563 | 119.6707 | 55 | 0.02824 | 0.0093111 | 0.057506 | 0.037386 | 0.016316 | 0.042846 | 0.03796 | 0.095282 | 0.051747 | 0.015357 | 0.075476 | 0.10029 | 0.15544 | 0.050407 | 0.0078785 | 0.051955 | 0.028805 | 0.084177 | 0.047053 | 0.0065684 | 1291 | 299.8651 | 190
GM1969 | 206 | 192 | 615 | 761 | 905 | 4273 | 1401 | 2031 | 2598 | 1136 | 678 | 1123 | 3119 | 2148 | 1245 | 120 | 357 | 2748 | 840 | 582 | 201.3942 | 173.213 | 162.4382 | 149.541 | 82.6543 | 65 | 315.5468 | 280.6012 | 220.9517 | 144.2887 | 116.9431 | 55 | 293.0178 | 244.3874 | 197.8273 | 161.5545 | 113.704 | 55 | 306.9655 | 213.7414 | 190.5337 | 166.1565 | 110.3278 | 55 | 0.0069695 | 0.0077381 | 0.023208 | 0.026965 | 0.033703 | 0.15941 | 0.054358 | 0.07705 | 0.1011 | 0.040722 | 0.024182 | 0.042066 | 0.11094 | 0.079918 | 0.043357 | 0.0044796 | 0.013717 | 0.097697 | 0.030812 | 0.021606 | 1726 | 256.0428 | 190
GM1979 | 234 | 597 | 1811 | 1035 | 986 | 3589 | 748 | 923 | 1270 | 333 | 1133 | 1393 | 2410 | 862 | 481 | 350 | 418 | 3361 | 483 | 189 | 270.6766 | 262.9023 | 221.3725 | 168.0002 | 116.165 | 65 | 307.7094 | 291.1325 | 216.4613 | 142.0293 | 116.4899 | 55 | 304.5416 | 257.8501 | 214.9623 | 161.8935 | 116.0654 | 55 | 294.1854 | 261.861 | 204.5441 | 171.2493 | 123.2674 | 55 | 0.032027 | 0.064462 | 0.20676 | 0.12824 | 0.10678 | 0.57969 | 0.10081 | 0.11016 | 0.1852 | 0.049296 | 0.17926 | 0.19365 | 0.30075 | 0.1168 | 0.063799 | 0.053112 | 0.049656 | 0.40106 | 0.054149 | 0.024354 | 0 | 270.5855 | 190

## Data - cooling
Aardwarmte en bodemenergie; onttrekking van warmte en koude
Onderwerp | Onttrekking warmte uit bodem | Onttrekking warmte uit bodem | Onttrekking koude uit bodem | Onttrekking koude uit bodem
Perioden | 2019 | 2023** | 2019 | 2023**
EnergiedragerTechniek | TJ | TJ | TJ | TJ
Bodemwarmte, totaal | 4886 | 6855
Bodemwarmte, warmtepompen | 4715 | 6657
Bodemwarmte, zonder warmtepompen | 171 | 198
Bodemkoude |  |  | 2026 | 2507
Bron: CBS
Source | https://opendata.cbs.nl/#/CBS/nl/dataset/82379NED/table?dl=520DA

## Data - Heat pumps
Warmtepompen; aantallen, thermisch vermogen en energiestromen
Onderwerp
|  |  | Warmtepompen¦In gebruik genomen warmtepompen | Warmtepompen¦Uit gebruik genomen warmtepompen | Warmtepompen¦Opgestelde warmtepompen einde van jaar | Thermisch vermogen van warmtepompen¦In gebruik genomen thermisch vermogen | Thermisch vermogen van warmtepompen¦Uit gebruik genomen thermisch vermogen | Thermisch vermogen van warmtepompen¦Opgesteld thermisch vermogen einde jaar | Energiestromen¦Bruto warmteproductie warmtepompen | Energiestromen¦Verbruik van elektriciteit en aardgas | Energiestromen¦Bruto eindverbruik
Sector | Warmtepompen | Perioden | aantal | aantal | aantal | megawatt | megawatt | megawatt | TJ | TJ | TJ
Woningen | Warmtepompen; totaal | 2023** | . | 6394 | 1806166 | . | 50 | 9250 | 24168 | 8799 | 15369
Woningen | Warmtepompen bodem of water; totaal | 2023** | . | 3323 | 139366 | . | 40 | 1031 | 4083 | 1027 | 3056
Woningen | Warmtepompen bodem of water; wv hybride | 2023** | . | . | . | . | . | . | . | . | .
Woningen | Warmtepompen buitenlucht; totaal | 2023** | . | 3071 | 1666800 | . | 10 | 8219 | 20086 | 7772 | 12314
Woningen | Warmtepompen buitenlucht-lucht | 2023** | . | 0 | 1219611 | . | 0 | 5654 | 5158 | 1984 | 3174
Woningen | Warmtepompen buitenlucht-water; totaal | 2023** | . | 3071 | 447188 | . | 10 | 2565 | 14928 | 5788 | 9140
Woningen | Warmtepomp buitenlucht-water; wv hybride | 2023** | . | . | . | . | . | . | . | . | .
Bron: CBS
Link to source | https://opendata.cbs.nl/#/CBS/nl/dataset/85523NED/table?dl=C1E7F
Opmerking
De lucht-lucht warmtepompen zijn airconditioners. Niet alle airconditioners worden gebruikt voor verwarming.
Het CBS houd hier rekening mee door het aantal volle last uren te verlagen (zie de HHP waardes in Tabel 4.4).
Het aantal lucht-lucht warmte pompen voor verwarming lijkt dus wel overschat te worden.
Link to source | https://www.rvo.nl/sites/default/files/2022-07/Protocol-Monitoring-Hernieuwbare%20Energie.pdf
on page 15-17

## Data - Hybrid heat pumps
jaar | Bodem- of waterwarmtepompen (x 1 000) | Lucht-luchtwarmtepompen (x 1 000) | Lucht-waterwarmtepompen, all-electric1) (x 1 000) | Lucht-waterwarmtepompen, hybride
2018 | 6504 | 76938 | 29335
2019 | 11755 | 120761 | 33494
2020 | 19356 | 258979 | 43312
2021 | 21792 | 296584 | 49458
2022 | 22693 | 276479 | 80533 | 23330
2023** | 27255 | 276915 | 90929 | 60102
2024** | 17803 | 268152 | 61659 | 45519
**nader voorlopige cijfers 1)Geen data van voor 2022 beschikbaar over het onderscheid tussen hybride en all-electric, daarom worden alle lucht-waterwarmtepompen als all-electric beschouwd.
Source | https://www.cbs.nl/nl-nl/nieuws/2025/19/groei-aantal-warmtepompen-neemt-af

## Data - Application split
Data extracted on 27/05/2025 14:37:04 from [ESTAT]
Dataset: | Disaggregated final energy consumption in households - quantities [nrg_d_hhq__custom_16876355]
Last updated: | 16/05/2025 23:00
Time frequency |  | Annual
Unit of measure |  | Terajoule
Geopolitical entity (reporting) |  | Netherlands
Time |  | 2023
SIEC (Labels) | Total |  | Solid fossil fuels, peat, peat products, oil shale and oil sands | Natural gas | Oil and petroleum products | Liquefied petroleum gases | Other kerosene | Gas oil and diesel oil | Renewables and biofuels | Solar thermal | Ambient heat (heat pumps) | Primary solid biofuels | Biogases | Electricity | Heat
NRG_BAL (Labels)
Final consumption - other sectors - households - energy use | 322764.284 |  | 2.491 | 201182.987 | 2417.842 | 971.873 | 216.147 | 302.672 | 32489.968 | 941 | 15369.34 | 15909.628 | 0 | 76764.74 | 9906.257
Final consumption - other sectors - households - energy use - space heating | 186417.449 |  | 2.491 | 135889.036 | 1456.188 | 971.873 | 216.147 | 302.672 | 31278.968 | 0 | 15369.34 | 15909.628 | 0 | 12441.841 | 5348.925
Final consumption - other sectors - households - energy use - space cooling | 1370.981 |  | : | : | : | : | : | : | : | : | : | : | : | 1370.981 | :
Final consumption - other sectors - households - energy use - water heating | 68650.132 |  | 0 | 60135 | 0 | 0 | 0 | 0 | 941 | 941 | 0 | 0 | 0 | 3016.8 | 4557.332
Final consumption - other sectors - households - energy use - cooking | 8038.95 |  | 0 | 5158.95 | 0 | 0 | 0 | 0 | 0 | 0 | 0 | 0 | 0 | 2880 | 0
Final consumption - other sectors - households - energy use - lighting and electrical appliances | 57055.118 |  | : | : | : | : | : | : | : | : | : | : | : | 57055.118 | :
Final consumption - other sectors - households - energy use - other end use | 1231.654 |  | 0 | 0 | 961.654 | 0 | 0 | 0 | 270 | 0 | 0 | 0 | 0 | 0 | 0
Special value
: | not available
Link to source | https://doi.org/10.2908/NRG_D_HHQ

## Data - Lighting split
Energieverbruik per functie [PJ] 2023 - Nederland
2023
Koken (1) | 9.9
Tapwater (1) | 47.4
Ruimteverwarming (1) | 226.6
Verlichting (1) | 8.1
Overig verbruik (1) | 50.4
Eenheid | PJ
Bron | TNO EnergieTransitie
Voetnoot
(1) | De getoonde cijfers zijn temperatuur gecorrigeerd.
energiecijfers.databank.nl
Datum export | dinsdag 27 mei 2025
link to source | https://energiecijfers.databank.nl/jive?workspace_guid=5174262e-3300-408d-b57d-c59a400218b4

## Data - Appliances
Elektrische apparatuur in huishoudens
Energiegebruik (alle apparatuur)
| Vaatwasser | Wasmachine | Wasdroger | Koelkast en vriezer | Televisie-apparatuur | Verlichting | ICT-apparatuur | Verwarming | Warm water | Ventilatie en koeling | Kookapparatuur | Overige apparatuur
PJ
2000 | 2.7901 | 5.0921 | 3.2022 | 14.3327 | 6.849 | 12.876 | 2.7456 | 5.1471 | 3.9514 | 2.6166 | 8.2286 | 5.4507
2005 | 3.4755 | 4.2063 | 3.5802 | 14.5475 | 7.6738 | 13.8426 | 4.9939 | 5.256 | 4.0615 | 3.4136 | 7.1394 | 5.4376
2010 | 3.7179 | 4.4053 | 3.8453 | 13.3068 | 8.2535 | 15.9636 | 4.734 | 5.3676 | 3.7833 | 4.5112 | 8.2054 | 5.572
2015 | 3.5462 | 4.1456 | 4.0394 | 11.531 | 6.6382 | 14.0779 | 3.6027 | 5.6066 | 3.6224 | 5.3086 | 7.989 | 5.6328
2021 | 3.9626 | 3.7811 | 3.5867 | 8.796 | 7.0688 | 11.7037 | 3.9936 | 6.0721 | 3.6569 | 5.0168 | 8.7703 | 5.5484
Bron: | PBL
Referentiecode: | www.clo.nl/nl053607
Indibasecode: | 0536_004g_clo
Versienummer: | 7
Cijferdocument gegenereerd op: | 13-2-2023
bron | https://www.clo.nl/indicatoren/nl053607-energiegebruik-van-huishoudelijke-apparatuur-2000-2021